## Full List_New format (hidden)
At home collect & home test or ship to lab
Updated 05/27/2021
Column2 | Column3 | Column4 | Column6 | Column82 | Column10 | Column14 | Column16 | Column17 | Column19 | Column20 | Column21 | Column22 | Column222 | Column23 | Column5 | Column7 | Column8 | Column9 | Column11 | Column12 | Column13 | Column132 | Column15 | Column24 | Column25 | Column26 | Column27 | Column28 | Column29 | Column30 | Column31 | Column32 | Column33 | Column34 | Column35 | Column36 | Column37 | Column38 | Column39 | Column40 | Column41 | Column42 | Column43 | Column44 | Column45
Manufactuer | RADx-Tech/ATP | Assay Name | Specimen Type (subtype) | Test at home/ship to lab | Test Method | Requirements | Indication (Symp/Asymp) | Indication (From Onset) | Prescription Required? | Supervision | Lower age of self collect ( if applicable) | TAT | IFU or EUA Summary | EUA Letter | Specimen Type | Collection Kit | Test Location | Test Location (subtype) | Test Method (subtype) | Test Name | Target | Share with sites? | Home Use
Quidel Corporation (Limited Availability) | Yes | QuickVue At-Home COVID-19 Test | Anterior nares | Test at home | Antigen | Mailing Address | Symptomatic | 6 days | RX | unsupervised | 14 years and older may self collect. 8-13 years of age may be collected by and adult who is not a HCP | 10-15 minutes | https://www.fda.gov/media/146312/download | https://www.fda.gov/media/146309/download | Nasal Swab | by manufacturer | Home | Home | LFA | N/A | N | yes | Yes
Lucira | No | Lucira COVID-19 (All in one test) | Anterior nares | Test at home | NAAT | Mailing Address | Symptomatic | N/A | Rx | unsupervised | 14 and older | 30 minutes | https://www.fda.gov/media/143809/download | https://www.fda.gov/media/143810/download | Nasal Swab | by manufacturer | Home | Home | RT-LAMP | LUCIRA COVID-19 All in One Test Kit | N | yes | Yes
Abbott Diagnostics Scarborough, Inc. | No | BinaxNOW COVID 19 Ag Card | Anterior nares | Test at home | Antigen | mailing address/internet access/Navica app | Symptomatic | N/A | Rx | supervised/ Telehealth | not listed | 20 minutes | https://www.fda.gov/media/144575/download | https://www.fda.gov/media/147492/download | Nasal Swab | by manufacturer | Home | Home | lateralflow immunoassay | BinaxNOW COVID-19 test | N | yes | Yes
Ellume (Limited Availability) | Yes | Self collect and Self Test | Mid-turbinate | Test at home | Antigen | Smartphone/Data; Over the counter | Both Symptomatic and Asymptomatic | N/A | OTC | unsupervised/app assisted | 16 or older. Parent collect 2-15 | <15 minutes | https://www.fda.gov/media/144592/download | https://www.fda.gov/media/144457/download | Nasal Swab | by manufacturer | Home | Home | LFA | Ellume COVID-19 Home TEST | N | yes | Yes
Cue health Inc. | No | Cue COVID 19 | Anterior nares | Test at home | NAAT | Mailing Address/Internet or smartphone/data | Both Symptomatic and Asymptomatic | N/A | OTC | unsupervised | 18 or older or 2-17 if supervised by an adult | 20 minutes | https://www.fda.gov/media/146470/download | https://www.fda.gov/media/146467/download | Nasal Swab | by manufacturer | Home | Home | RT-PCR isothermal | CUE COVID-19 Test | N, RNASE P | yes | Yes
Quidel Corporation (Limited Availability) | Yes | QuickVue At-Home COVID-19 Test | Anterior nares | Test at home | Antigen | Mailing Address | Symptomatic | 6 days | RX | unsupervised | 14 years and older may self collect. 8-13 years of age may be collected by and adult who is not a HCP | 10-15 minutes | https://www.fda.gov/media/146313/download | https://www.fda.gov/media/146309/download | Nasal Swab | by manufacturer | Home | Home | LFA | N/A | Nucleocapsid Protein | yes | Yes
Genetrack Biolabs Inc. | No | Genetrack SARS-2-COV | Anterior nares | Ship to lab | NAAT | Mailing Address/Internet Access | Symptomatic | N/A | Rx | unsupervised | 18 years and older | not listed | https://www.fda.gov/media/142601/download | https://www.fda.gov/media/142479/download | Nasal Swab | Vo' COVID-19 Test Home Collection Kit | Specific CLIA Lab | Genetrack Lab in Canada | RT-qPCR | CDC 2019 IDT Assay | N1, N2, RNASE P | yes | No
LetsGetChecked, Inc. | No | Letsgetchecked COVID-19 test | Anterior nares | Ship to lab | NAAT | Mailing Address/Internet Access | Both Symptomatic and Asymptomatic | N/A | Rx | unsupervised | 18 years and older | not listed | https://www.fda.gov/media/138407/download | https://www.fda.gov/media/138405/download | Nasal Swab | by manufacturer | Specific CLIA Lab | PrivaPath Lab | ELISA/TMA | Hologic Aptima | N/A | yes | No
Gravity Diagnostics LLC | No | Gravity Diagnostics COVID-19 Assay | Anterior nares | Ship to lab | NAAT | Mailing Address/Internet Access | Both Symptomatic and Asymptomatic | N/A | OTC | unsupervised/telehealth | 16 or older | not listed | https://www.fda.gov/media/145980/download | https://www.fda.gov/media/145977/download | Nasal Swab | Everlywell COVID-19 Home Collection Kit | Specific CLIA Lab | Gravity Lab in KY | RT-PCR | TaqPath ThermoFisher | N, S, ORF1ab, RNaseP | yes | No
Gravity Diagnostics LLC | No | Gravity Diagnostics COVID-19 Assay | Anterior nares | Ship to lab | NAAT | Mailing Address/Internet Access | Both Symptomatic and Asymptomatic | N/A | OTC | unsupervised/telehealth | 16 or older | not listed | https://www.fda.gov/media/145980/download | https://www.fda.gov/media/145977/download | Nasal Swab | GetMyDNA COVID-19 Home Collection Kit | Specific CLIA Lab | Gravity Lab in KY | RT-PCR | TaqPath ThermoFisher | N, S, ORF1ab, RNaseP | yes | No
Gravity Diagnostics LLC | No | Gravity Diagnostics COVID-19 Assay | Anterior nares | Ship to lab | NAAT | Mailing Address/Internet Access | Both Symptomatic and Asymptomatic | N/A | OTC | unsupervised/telehealth | 16 or older | not listed | https://www.fda.gov/media/145980/download | https://www.fda.gov/media/145977/download | Nasal Swab | Kroger Health COVID-19 Home Collection Kit | Specific CLIA Lab | Gravity Lab in KY | RT-PCR | TaqPath ThermoFisher | N, S, ORF1ab, RNaseP | yes | No
Gravity Diagnostics LLC | No | Gravity Diagnostics COVID-19 Assay | saliva | Ship to lab | NAAT | Mailing Address/Internet Access | Both Symptomatic and Asymptomatic | N/A | OTC | unsupervised/telehealth | 16 or older | not listed | https://www.fda.gov/media/145980/download | https://www.fda.gov/media/145977/download | Saliva | SDN-100 Saliva collection Device | Specific CLIA Lab | Gravity Lab in KY | RT-PCR | TaqPath ThermoFisher | N, S, ORF1ab, RNaseP | yes | No
Fulgent Therapeutics | No | Fulgent COVID-19 by RT-PCR Test | Anterior nares | Ship to lab | NAAT | Mailing Address/Internet or smartphone/data | Symptomatic | N/A | Rx | unsupervised | 18 years and older | not listed | https://www.fda.gov/media/139072/download | https://www.fda.gov/media/138147/download | Nasal Swab | Picture COVID-19 Home Collection Kit, Everlywell COVID-19 Test Home Collection Kit | Specific CLIA Lab | Fulgent Genetics | RT-PCR | CDC 2019 IDT Assay | N1, N2, RNASE P | yes | No
Quest Diagnostics | No | Quest diagnostics RC COVID-19+Flu RT-PCR/sef collection kits | Anterior nares | Ship to lab | NAAT | Mailing Address/Internet Access | Symptomatic | N/A | Rx | unsupervised | 18 years and older | not listed | https://www.fda.gov/media/144179/download | https://www.fda.gov/media/144180/download | Nasal Swab | by manufacturer | CLIA certified labs approved by Quest | Quest Diagnostics | RT-PCR | Quest Self collection Kit for COVID-19+ Flu | N,E,RNASE P, | yes | Yes
Quest Diagnostics | No | Quest Diagnostic RC SARS-COV-2 Assay | Anterior nares | Ship to lab | NAAT | Mailing Address/Internet Access | Symptomatic | N/A | Rx | supervised/ Telehealth | not listed | not listed | https://www.fda.gov/media/140234/download | https://www.fda.gov/media/140231/download | Nasal Swab | by manufacturer | CLIA certified labs approved by Quest | Quest Diagnostics | RT-PCR | Quest self collect Diagnostic Kit for covid-19 | N,E,RNASE P, | yes | Yes
Quest Diagnostics | No | Quest Diagnostics SARS-COV2 rRT-PCR | Anterior nares | Ship to lab | NAAT | Mailing Address/Internet Access | Symptomatic | N/A | Rx | unsupervised | 18 years and older | not listed | https://www.fda.gov/media/138402/download | https://www.fda.gov/media/136228/download | Nasal Swab | by manufacturer | CLIA certified labs approved by Quest | Quest Diagnostics | RT-PCR | Quest self collect Diagnostic Kit for covid-19 | N1,N3 | yes | Yes
Quest Diagnostics | No | Quest diagnostics PF SARS COV-2 Assay (Hologic Panther SARS-2 COVID assay) | Anterior nares | Ship to lab | NAAT | Mailing Address/Internet Access | Symptomatic | N/A | Rx | unsupervised | 18 years and older | not listed | https://www.fda.gov/media/140230/download | https://www.fda.gov/media/140226/download | Nasal Swab | by manufacturer | CLIA certified labs approved by Quest | Quest Diagnostics | RT-PCR | Quest Self collection Kit for COVID-19+ Flu | N1, N3, RNASE P | yes | Yes
Quest Diagnostics | No | Quest diagnostics HA SARS COV-2Assay (hologic Aptima SARS-COV-2 Assay) | Anterior nares | Ship to lab | NAAT | Mailing Addres/Internet or Smartphone /data/Drive-through | Symptomatic | N/A | Rx | unsupervised ( telephone assist) | not listed | not listed | https://www.fda.gov/media/140240/download | https://www.fda.gov/media/140236/download | Nasal Swab | by manufacturer or other authorized home collection kit | CLIA certified labs approved by Quest | Quest Diagnostics | RT-PCR | Quest self collect Diagnostic Kit for covid-19 | N1, N3, RNASE P | yes | Yes
LabCorp | No | The Pixel Home collection Kit | Anterior nares | Ship to lab | NAAT | Mailing Addres/Internet or Smartphone /data/Drive-through | Both Symptomatic and Asymptomatic | N/A | OTC (DTC) | unsupervised | 18 years and older | not listed | https://www.fda.gov/media/144336/download | https://www.fda.gov/media/144333/download | Nasal Swab | by manufacturer | Cener for Esoteric testing or other CLIA certified labs designated by Labcorp | LabCorp | RT-PCR | Pixel by LabCorp COVID-19 home collection Kit | N, RNASE P | yes | Yes
Everlywell | No | Everlywell COVID-19 Home Collection Kit DTC | Anterior nares | Ship to lab | NAAT | Mailing Address/Internet Access | Both Symptomatic and Asymptomatic | N/A | OTC (DTC) | unsupervised | 18 years and older | not listed | https://www.fda.gov/media/145988/download | https://www.fda.gov/media/145986/download | Nasal Swab | by manufacurer or any other EUA approved self collection kit. | CLIA certified labs | any CLIA certified Lab | RT-PCR | Everlywell COVID-19 test Home Collection Kit DTC | N1, RNASE P | yes | Yes
Everlywell | No | Everlywell COVID-19 Home Collection kit | Anterior nares | Ship to lab | NAAT | Mailing Address | Symptomatic | N/A | Rx | unsupervised | not listed | not listed | https://www.fda.gov/media/138146/download | https://www.fda.gov/media/138144/download | Nasal Swab | by manufacturer | CLIA certified labs approved by Quest | any CLIa certified lab | RT-PCR at an authorized CLIA lab | Everlywell COVID-19 test Home Collection Kit | N1, RNASE P | yes | Yes
Clinical Enterprise, Inc | No | Collection kits | Anterior nares | Ship to lab | Any CLIA certified lab that can perform IVD Molecular Testing from anterior nasal swabs. | Results by email | Both Symptomatic and Asymptomatic | N/A | OTC (DTC) | unsupervised | 18 years and older | not listed | https://www.fda.gov/media/143065/download | https://www.fda.gov/media/143063/download | Nasal Swab | by manufacturer | Any CLIA certified lab that can perform IVD Molecular Testing from anterior nasal swabs. | any CLIA certified Lab | NA | EmPower DX COVID 19 home collection kit DTC | NA (collection kit) | yes | Yes
Binx Health | No | Collection kits | Anterior nares | Ship to lab | Any CLIA certified lab that can perform IVD Molecular Testing from anterior nasal swabs. | Mailing Address/Internet or smartphone/data | Both Symptomatic and Asymptomatic | N/A | Rx | unsupervised | 18 years and older | not listed | https://www.fda.gov/media/143186/download | https://www.fda.gov/media/143183/download | Nasal Swab | by manufacturer | Any CLIA certified lab that can perform IVD Molecular Testing from anterior nasal swabs. | any CLIa certified lab | NA | Binx health At home nasal swab COVID-19 Sample Collection Kit | NA (collection kit) | yes | Yes
Color Health Inc. | No | Color SARS-COV-2 RT-LAMPS diagnostic Assay | Anterior nares | Ship to lab | NAAT | Mailing Address/Internet or smartphone/data | Both Symptomatic and Asymptomatic | N/A | Rx | unsupervised/supervised | not listed | not listed | https://www.fda.gov/media/138249/download | https://www.fda.gov/media/138248/download | Nasal Swab | by manufacturer | Color Genomics (Burlinggame Ca. | Color Genomics Lab | RT-LAMP | Color SARS-COV-2-RT-LAMP Assay | N,E gene | yes | Yes
Color Health Inc | No | Collection kits | Anterior nares | Ship to lab | NA/IVD Molecular Test | Internet or Smartphone/Data | Both Symptomatic and Asymptomatic | N/A | Rx | unsupervised/supervised | 18 years and older | not listed | https://www.fda.gov/media/141798/download | https://www.fda.gov/media/141796/download | Nasal Swab | by manufacturer | Color or CLIA certified lab with IVD molecular testing capabilities. | Color Genomics | NA | Color SARS-COV-2 home collection kit. | Collection kit | yes | Yes
RCA laboratory Services LLC dba GENETWORx | No | GENETWORx Covid-19 Nasal Swab Test | Anterior nares | Ship to lab | NAAT | Mailing Address | Symptomatic | N/A | Rx | unsupervised | 18 years and older | not listed | https://www.fda.gov/media/144554/download | https://www.fda.gov/media/144550/download | Nasal Swab | by manufacturer | RCA Labs only (Va and PA) | RCA labs only | RT-PCR | Genetworx COVID-19 Nasal swab test | RNASE P? | yes | Yes
QDx Pathology Services | No | QDX SARS-COV-2 assay | Anterior nares | Ship to lab | NAAT | Mailing Address | Symptomatic | N/A | Rx | unsupervised | 18 years and older | not listed | https://www.fda.gov/media/141546/download | https://www.fda.gov/media/141542/download | Nasal Swab | by manufactuer QDETECT or other EUA approved EUA collection kit | QDX pathology only | QDX pathology | RT-PCR | QDX SARS-COV-2- ASSAy | N1, N2, RNASE P | yes | Yes
Cleveland Clinic Robert J. Tomisch Pathology and Laboratory Medicine INST. | No | Cleveland Clinic SARS-2-COV Assay | Anterior nares | Ship to lab | NAAT | Mailing Address/ Internet (Patient has to pick up and drop off kit) access to EPIC | Symptomatic | N/A | Rx | unsupervised with video instructions | 18 years and older | not listed | https://www.fda.gov/media/145332/download | https://www.fda.gov/media/140785/download | Nasal Swab | by manufactuer QDETECT or other EUA approved EUA collection kit | Specific CLIA Lab | Cleveland Clinic Robert J. Tomisch Pathology and Laboratory Medicine INST. | RT-PCR | Cleveland clinic SARS-COV-2 Assay | E, RNASE P | yes | Yes
Compass Laboratory Services LLC | No | Compass Laboratory services SARS COV-2 Assay | Anterior nares | Ship to lab | NAAT | Mailing Address/Internet Access | Symptomatic | N/A | Rx | unsupervised | not listed | not listed | https://www.fda.gov/media/140078/download | https://www.fda.gov/media/140074/download | Nasal Swab | Everlywell COVID-19 Home Collection Kit | Specific CLIA Lab | Compass Laboratory | RT-PCR | COMPASS Laboratory Services SARS-COV-2 Assay | Orf 1ab | yes | Yes
Kaiser Permanente Mid Atlantic States | No | KPMAS COVID-19 Test | Anterior nares | Ship to lab | NAAT | Mailing Address/ Internet Access. Established with KPMAS health system | Symptomatic | N/A | Rx | supervised/ Telehealth | not listed | not listed | https://www.fda.gov/media/139069/download | https://www.fda.gov/media/139066/download | Nasal Swab | KPMAS COVID-19 Home Collection kit | Specific CLIA Lab | KPMAS | RT-PCR | KPMAS COVID-19 Test | N1,MS2,Orf1AB,S | yes | Yes
Assurance Scientific Laboratories | No | Assurance SARS-2-COV Panel DTC | Anterior nares | Ship to lab | NAAT | Mailing Address/Internet Access | Both Symptomatic and Asymptomatic | N/A | OTC | unsupervised | 18 years and older | not listed | https://www.fda.gov/media/145985/download | https://www.fda.gov/media/145981/download | Nasal Swab | Everylywell COVID-19 Home Collection Kit DTC | Specific CLIA Lab | Assurance labs | RT-PCR | Assurance SARS-COV-2 Panel DTC | N1, RNASE P | no | No
Assurance Scientific Laboratories | No | Assurance SARS-2-COV Panel | Anterior nares | Ship to lab | NAAT | Mailing Address/Internet Access | Both Symptomatic and Asymptomatic | N/A | OTC | unsupervised | 18 years and older | not listed | https://www.fda.gov/media/141342/download | https://www.fda.gov/media/138151/download | Nasal Swab | Assurance COVID-19 Collection Kit | Specific CLIA Lab | Assurance Labs | RT-PCR | Assurance SARS COV-2 Panel | N1, RNASE P | no | Yes
Exact Science Labs | No | SARS-COV2 (N gene detection) | Anterior nares | Ship to lab | NAAT | Mailing Address | Symptomatic | N/A | Rx | unsupervised | not listed | not listed | https://www.fda.gov/media/141674/download | https://www.fda.gov/media/138327/download | Nasal Swab | Exact Science COVID-19 Home collection Kit or Everlywell COVID-19 Home Collection Kit | Specific CLIA Lab | Exact Science Labs ( WI) | RT-PCR | SARS-COV2(Ngene detection) Test | N1 | yes | Yes
Stanford Healthcare Clinical Virology Lab | No | SARS-COV2 RT-PCR Assay | Anterior nares | Ship to lab | NAAT | Mailing Address/Internet Access | Symptomatic | N/A | Rx | unsupervised | 18 years and older | not listed | https://www.fda.gov/media/144013/download | https://www.fda.gov/media/136817/download | Nasal Swab | Vera COVID-19 Test | Specific CLIA Lab | Stanford Lab | RT-PCR | SARS-COoV-2 Assay | E, RNASE P | no | Yes
Viracor Eurofins Clinical Diagnostics | No | Viracor SARS-COV-2 Assay DTC | Anterior nares | Ship to lab | NAAT | Mailing Address/Internet Access | Both Symptomatic and Asymptomatic | N/A | OTC (DTC) | unsupervised | 18 years and older | not listed | https://www.fda.gov/media/146325/download | https://www.fda.gov/media/146322/download | Nasal Swab | Empower DX COVID 19 Home collection Kit DTC | Specific CLIA Lab | Viracor | RT-PCR | Viracor SARS-COV-2 Assay DTC | N1,N2 | yes | Yes
HelixOpCo LLC | Yes | Helix COVID-19 Test | Anterior nares | Ship to lab | NAAT | Mailing Address/Internet Access | Symptomatic | N/A | Rx | unsupervised | 18 years and older | <24 hours | https://www.fda.gov/media/143271/download | https://www.fda.gov/media/140422/download | Nasal Swab | Helix Self collection Kit | Specific CLIA Lab | Helix Lab | RT-PCR | Helix COVID-19 test | N,S,RNASE P | yes | Yes
ResearchDxInc. DBA Pacific Diagnostics | No | PacificDx COVID-19 | Mid-turbinate | Ship to lab | NAAT | Mailing Address/Internet Access | Suspected of COVID-19 | N/A | Rx | unsupervised | 18 years and older | not listed | https://www.fda.gov/media/144558/download | https://www.fda.gov/media/144555/download | Nasal Swab | RapidRona self collection Kit | Specific CLIA Lab | Pacific Diagnostics | RT-PCR | Pacific COVID019 test | N1, N2, RNASE P | yes | Yes
Thermo Fischer Scientific | No | TaqPath Covid-19 Combination kit | Anterior nares | Ship to lab | NAAT | Mailing Address/Internet Access | Symptomatic | N/A | Rx | unsupervised | not listed | not listed | https://www.fda.gov/media/136112/download | https://www.fda.gov/media/136113/download | Nasal Swab | Everlywell COVID-19 Home Collection Kit | CLIA approved labs by thermo fischer | CLIA approved labs | RT-PCR | TaqPATH COVID-19 Combo Kit | ORF1ab, S, N | yes | Yes
CRSP LLC at the Broad Instrument of MIT and Harvard | No | CRSP SARS-COV-2 Diagnostic Assay (Version 1 and 2) | Mid-turbinate | Ship to lab | NAAT | Mailing Address/Internet Access | Symptomatic | N/A | Rx | unsupervised | 18 years and older | not listed | https://www.fda.gov/media/143272/download | https://www.fda.gov/media/139860/download | Nasal Swab | CRSP home collectin kit | Specific CLIA Lab | CRSP lab | RT-PCR | CRSP SARS-COV-2 Diagnostic Assay (Version 1 and 2) | N1, N2, RNASE P | no | Yes
CRSP LLC at the Broad Instrument of MIT and Harvard | no | CRSP SARS-COV-2 Diagnostic Assay (Version 1 and 2) | Mid-turbinate | Ship to lab | NAAT | Mailing Address/Internet Access | Symptomatic | N/A | Rx | unsupervised | 18 years and older | not listed | https://www.fda.gov/media/143272/download | https://www.fda.gov/media/139860/download | Nasal Swab | BINX COVID-19 home collection kit | Specific CLIA Lab | CRSP lab | RT-PCR | CRSP SARS-COV-2 Diagnostic Assay (Version 1 and 2) | N1, N2, RNASE P | no | Yes
CRSP LLC at the Broad Instrument of MIT and Harvard | No | CRSP SARS-COV-2 Diagnostic Assay (Version 1 and 2) | Mid-turbinate | Ship to lab | NAAT | Mailing Address/Internet Access | Symptomatic | N/A | Rx | unsupervised | 18 years and older | not listed | https://www.fda.gov/media/143272/download | https://www.fda.gov/media/139860/download | Nasal Swab | Color COVID-19 home collection Kit | Specific CLIA Lab | CRSP lab | RT-PCR | CRSP SARS-COV-2 Diagnostic Assay (Version 1 and 2) | N1, N2, RNASE P | no | Yes
CRSP LLC at the Broad Instrument of MIT and Harvard | No | CRSP SARS-COV-2 Diagnostic Assay (Version 3) | Anterior nares | Ship to lab | NAAT | Mailing Address/Internet Access | Symptomatic | N/A | Rx | unsupervised | 18 years and older | not listed | https://www.fda.gov/media/146500/download | https://www.fda.gov/media/146496/download | Nasal Swab | CRSPR home collectin kit | Specific CLIA Lab | CRSP lab | RT-PCR | CRSP SARS-COV-2 Diagnostic Assay (Version 3) | N1, N2, RNASE P | no | Yes
CRSP LLC at the Broad Instrument of MIT and Harvard | No | CRSP SARS-COV-2 Diagnostic Assay (Version 3) | Anterior nares | Ship to lab | NAAT | Mailing Address/Internet Access | Symptomatic | N/A | Rx | unsupervised | 18 years and older | not listed | https://www.fda.gov/media/146500/download | https://www.fda.gov/media/146496/download | Nasal Swab | BINX COVID-19 home collection kit | Specific CLIA Lab | CRSP lab | RT-PCR | CRSP SARS-COV-2 Diagnostic Assay (Version 3) | N1, N2, RNASE P | no | Yes
CRSP LLC at the Broad Instrument of MIT and Harvard | No | CRSP SARS-COV-2 Diagnostic Assay (Version 3) | Anterior nares | Ship to lab | NAAT | Mailing Address/Internet Access | Symptomatic | N/A | Rx | unsupervised | 18 years and older | not listed | https://www.fda.gov/media/146500/download | https://www.fda.gov/media/146496/download | Nasal Swab | Color COVID-19 home collection Kit | Specific CLIA Lab | CRSP lab | RT-PCR | CRSP SARS-COV-2 Diagnostic Assay (Version 3) | N1, N2, RNASE P | no | Yes
Ambry's Genetics Laboratory | No | Ambry COVID-19 | saliva | Ship to lab | NAAT | Mailing Address/Internet Access | Symptomatic | N/A | Rx | unsupervised | 18 years and older | not listed | https://www.fda.gov/media/145409/download | https://www.fda.gov/media/145406/download | Saliva | OMNIE Gene OM 505 | Specific CLIA Lab | Ambry Labs | RT-PCR | AMBRY Covid-19 RT-PCR test | ORF1ab, S, N | yes | Yes
infinity BiologiX | No | infinity Biologix Taqpath SARS-COV2 | saliva | Ship to lab | NAAT | Mailing Address/Internet Access | Symptomatic | N/A | Rx | unsupervised | not listed | not listed | https://www.fda.gov/media/137782/download | https://www.fda.gov/media/137773/download | Saliva | IBX Saliva collection Kit | Specific CLIA Lab | Infinity Biologix Labs | RT-PCR | Infinity Biologix Taqpath Sars-Cov-2 Assay | ORF1ab, S, N | yes | Yes
infinity Biologix | No | infinity Biologix Taqpath SARS-COV2 | saliva | Ship to lab | NAAT | Mailing Address/Internet Access | Symptomatic | N/A | Rx | unsupervised | not listed | not listed | https://www.fda.gov/media/137782/download | https://www.fda.gov/media/137773/download | Saliva | SDN-100 Saliva collection Device | Specific CLIA Lab | Infinity Biologix Labs | RT-PCR | Infinity Biologix Taqpath Sars-Cov-2 Assay | ORF1ab, S, N | yes | Yes
Wren Laboratories LLC | No | Wren Laboratories COVID-19 PCR Test | saliva | Ship to lab | NAAT | Mailing Address | Symptomatic | N/A | Rx | unsupervised/supervised | not listed | not listed | https://www.fda.gov/media/143187/download | https://www.fda.gov/media/140773/download | Saliva | WREN SARS Saliva Collection tubes | Specific CLIA Lab | Wren Labs | RT-PCR | Wren Laboratories COVID-19 PCR test | N1, N3, RNASE P | yes | Yes
Clinical Reference Laboratory, Inc. | No | CRL Rapid Response | saliva | Ship to lab | NAAT | Mailing Address/Internet Access | Symptomatic | N/A | Rx | unsupervised | not listed | not listed | https://www.fda.gov/media/140663/download | https://www.fda.gov/media/140664/download | Saliva | OMNIE Gene OM 505 | Specific CLIA lab | CRL | RT-PCR | CRL Rapid Response Test | RNASE P? | yes | Yes
DXTerity Diagnostics | No | DxTerity SARS-COV2 RT PCR CE Test | saliva | Ship to lab | NAAT | Mailing Address/Internet Access | Both Symptomatic and Asymptomatic | N/A | Rx | unsupervised/supervised (under 18) | 18 years and older | not listed | https://www.fda.gov/media/141670/download | https://www.fda.gov/media/141666/download | Saliva | DXTerity COVID 19 collection kit | CLIA certified labs | CLIA certified labs with capillary electrophoresis capabilities | RT-PCR/capillary electrophoresis | Dxterity SARS-COV-2 RT-PCR-CE Test | N,E,Orf1ab, RNASE P | yes | Yes
P23 Labs, LLC((e.g., Costco, myLabBox, etc)) | No | TaqPAth SARS-COV-2 Assay | saliva | Ship to lab | NAAT | Internet or Smartphone/Data | Symptomatic | N/A | Rx | supervised/ Telehealth/unsupervised | Not listed | not listed | https://www.fda.gov/media/138294/download https://www.fda.gov/media/140087/download | https://www.fda.gov/media/138295/download | Saliva | P23 home collection Kit | Specific CLIA Lab | P23 approved CLIA labs | RT-PCR | P23 labs TaqPAth SARS-COV-2-assay | ORF1ab, S, N | yes | Yes
P23 Labs, LLC ((e.g., Costco, myLabBox, etc)) | No | TaqPAth SARS-COV-2 Assay | Anterior nares | Ship to lab | NAAT | Internet or Smartphone/Data | Symptomatic | N/A | Rx | supervised/ Telehealth/unsupervised | Not listed | not listed | https://www.fda.gov/media/138294/download https://www.fda.gov/media/140087/download | https://www.fda.gov/media/138295/download | Nasal Swab | Everlywell COVID-19 Home Collection Kit | Specific CLIA Lab | P23 approved Clia Labs | RT-PCR | P23 labs TaqPAth SARS-COV-2-assay | ORF1ab, S, N | yes | Yes
P23 Labs, LLC ((e.g., Costco, myLabBox, etc)) | No | TaqPAth SARS-COV-2 Assay | Anterior nares | Ship to lab | NAAT | Internet or Smartphone/Data | Symptomatic | N/A | Rx | supervised/ Telehealth/unsupervised | Not listed | not listed | https://www.fda.gov/media/138294/download https://www.fda.gov/media/140087/download | https://www.fda.gov/media/138295/download | Nasal Swab | BINX COVID-19 home collection kit | Specific CLIA lab | P23 approved CLIA labs | RT-PCR | P23 labs TaqPAth SARS-COV-2-assay | ORF1ab, S, N | yes | Yes
Phosphorus Diagnostics LLC | No | Phosphorous COVID-19 RT-qPCR | saliva | Ship to lab | NAAT | Mailing Address/Internet or smartphone/data | Symptomatic | N/A | Rx | unsupervised | 18 years and older | not listed | https://www.fda.gov/media/138655/download | https://www.fda.gov/media/138652/download | Saliva | Genotek OGD 510 (part of the phosphorous collection kit) | specific CLIA lab | phosphorous Labs LLC | RT-PCR | Phosphorous COVID-19 RT-qPCR test | N1, N2, RNASE P | yes | Yes
Tempus labs inc | no | iC Sars-COV2 Test | Anterior nares | Ship to lab | NAAT | Mailing Address/Internet or smartphone/data | symptomatic | N/A | Rx | unsupervised | 18 years or older | not listed | https://www.fda.gov/media/146902/download | https://www.fda.gov/media/142593/download | Nasal Swab | Tempus Nasal Collection Kit | specific CLIA Lab | Tempus Lab | RT-PCR | iC SARS-COV2 Test | N,S,ORF1ab | yes | yes
Color health Inc | No | Color Covid-19 self-swab collection Kit DTC | anterior nares | Ship to lab | IVD molectular Test approved for anterior Nasal swab | Mailing Address/Internet or smartphone/data | symptomatic or asymptomatic | N/A | OTC (DTC) | unsupervised | 18 years or older | not listed | https://www.fda.gov/media/146876/download | https://www.fda.gov/media/146873/download | nasal swab | color COVID-19 self swab collection kit DTC | Specific Clia Labs | Labs approved by color Health Inc. | NA | Color COVID-19 Self-swab collection kit DTC | not listed | yes | yes
Color Health Inc | No | Color Sars-COV-2 RT-LAMP Diagnostic Assay DTC | anterior nares | Ship to lab | NAAT | Mailing Address/Internet or smartphone/data | symptomatic or asymptomatic | N/A | OTC/DTC | unsupervised | 18 or older | not listed | https://www.fda.gov/media/146878/download | https://www.fda.gov/media/146877/download | nasal swab | color COVID-19 self swab collection kit DTC | specific CLIA Labs | Color Health lab | RT-LAMP | Color Sars-COV-2-RT-LAMP Assay | N,E,RNASE P, | yes | yes
STS labs HOLDCO ( A Subsidiary of Amazon.com service LLC) | No | BGI Genomics Real-Time RT-PCR Test for Detection SARS-CoV-2 | anterior nares | Ship to lab | NAAT | mailing address/internet access | symptomatic or asymptomatic | N/A | Rx | supervised or unsupervised | 18 or older | not listed | https://www.fda.gov/media/147690/download | https://www.fda.gov/media/147050/download | nasal swab | Amazon COVID-19 collection Kit | specific CLIA LABs | STS labs | RT-PCR | Amazon Real Time RT-PCR test for SARS-CoV-2 | ORF1ab, S, N | yes | yes
Quidel Corporation (Limited Availability) | YES | QuickVue At-Home OTC COVID-19 Test | anterior nares | test at home | Antigen | mailing address/internet access | symptomatic or asymptomatic | N/A | OTC | unsupervised | 14 y.o. and older unsupervised. 2-13 y.o. with an adult | Not listed | https://www.fda.gov/media/147265/download | https://www.fda.gov/media/147247/download | nasal swab | manufacturer | specific CLIA labs | Home | LFA | QuickVue At Home OTC COVID-19 test | Nucleocapsid | yes | yes
Abbott Diagnostics Scarborough, Inc. | No | BinaxNow COVID-19 antigen Self Test | anterior nares | Test at home | Antigen | mailing address/ internert | symptomatic adn asymptomatic | N/A | OTC | unsupervised | 15 y.o. and older.2-14y.o. with teh assistance of an adult | not listed | https://www.fda.gov/media/147255/download | https://www.fda.gov/media/147251/download | nasal swab | manufacturer | Home | Home | LFA | BinaxNow COVID-19 Antigen self test | nucleocapsid | yes | yes
Abbott Diagnostics Scarborough, Inc. | No | BinaxNow COVID-19 Ag 2 Card Home test | anterior nares | Test at home | Antigen | mailing address, mobile app, internet/data | symptomatic and asymptomatic | NA | OTC | supervised | 15 y.o. and older.2-14y.o. with teh assistance of an adult | not listed | https://www.fda.gov/media/147260/download | https://www.fda.gov/media/147256/download | nasal swab | manufacturer | Home | Home | LFA | BinaxNow COVID-19 Ag 2 Card Home test | nucleocapsid | yes | yes
Symbiotica Inc | No | COVID 19 Self Collect Antibody Test System | dried blood | Ship to lab | Antibody | mailing address/internet access | symptomatic | NA | Rx | supervised/Telehealth | 18 and older/5-17 y.o. with the assistance of an adult | not listed | https://www.fda.gov/media/147369/download | https://www.fda.gov/media/147365/download | fingerstick | manufacturer | specific CLIA Labs | Symbiotica Labs | Elisa/IgG | COVID 19 Self Collect Antibody Test System | IgG "Sars-COV-2 structural proteins" | yes | yes
Lucira Health, Inc. | No | Lucira CHECK-IT COVID-19 Test Kit | anterior nares | Test at home | NAAT | mailing address/internet access | symptomatic and asymptomatic | NA | OTC | Unsupervised | 14 y.o. and older unsupervised. 2-13 y.o. with an adult | 30 minutes | https://www.fda.gov/media/147495/download | https://www.fda.gov/media/147492/download | nasal swab | manufacturer | Home | Home | RT-LAMP | Lucira CHECK-IT COVID-19 Test Kit | N | yes | yes
PerkinElmer Genomics | No | PerkinElmer SARS-CoV-2 RT-qPCR | anterior nares | Ship to lab | NAAT | mailing address/internet access | Suspected of COVID-19 | NA | Rx | Unsupervised | not listed | not listed | https://www.fda.gov/media/147547/download | https://www.fda.gov/media/147544/download | nasal swab | Everlywell COVID-19 Home Collection Kit | specific CLIA Labs | PerkinElmer Genomics (PKIG) laboratory | RT-PCR | PerkinElmer SARS-CoV-2 RT-qPCR Reagent Kit | N, Orf1ab | yes | yes
Clinical Enterprise, Inc. | No | Clinical Enterprise SARS-CoV-2 RT-PCR Assay DTC | anterior nares | Ship to lab | NAAT | mailing address/internet access | symptomatic and asymptomatic | NA | DTC | Unsupervised | not listed | not listed | https://www.fda.gov/media/147574/download | https://www.fda.gov/media/147571/download | nasal swab | EmpowerDX COVID-19 Home Collection Kit DTC | specific CLIA Labs | Clinical Enterprise, Inc | RT-PCR | TaqPATH COVID-19 Combo Kit | N1, N2, RNASE P | yes | yes
Yale School of Public Health Department of Epidemiology of Microbial Diseases | No | THE SALIVADIRECT AT-HOME COLLECTION KIT | saliva | Ship to lab | NAAT | mailing address/internet access | symptomatic and asymptomatic | NA | Rx | Unsupervised | 18 or older | not listed | https://www.fda.gov/media/147608/download | https://www.fda.gov/media/147606/download | saliva | SalivaDirect At-Home Collection Kit | specific CLIA Labs | Designated by Yale School of Public Health | RT-PCR | IDT CDC Assay, LGC Biosearch Tech CDC Assay | N1, N2, RNASE P | no | no
Abbott Diagnostics Scarborough, Inc. | No | BinaxNOW COVID-19 Ag Card Home Test | anterior nares | Test at home | Antigen | Phone/Internet access | Suspected of COVID-19 | Within first 7 days of symptom | Rx | supervised/Telehealth | 15 years or older (4-15 years with adult supervision) | 30 mins (whole process) | https://www.fda.gov/media/144575/download | https://www.fda.gov/media/144576/download | nasal swab | BinaxNOW COVID-19 Ag Card Home Test | Home | Home | LFA | BinaxNOW COVID-19 Ag Card Home Test | N | yes | yes
LabCorp | No | Roche MagNA Pure 96 | anterior nares | Ship to lab | NAAT | mailing address/internet access | symptomatic and asymptomatic | NA | Rx | unsupervised | 18 and up self collect. 14-18 supervised by an adult. 2-14 performed by an adult. | not listed | https://www.fda.gov/media/139732/download | https://www.fda.gov/media/136148/download | Nasal Swab | Labcorp home collection kit or Pixel home collection kit | specific CLIA labs | Center for Esoteric Testing Burlington, N.C. or approved CLIA certified labs | RT-PCR | COVID-19 RT-PCR test | N1,N2, RNASE P | yes | yes
Fluidigm Corporation | No | Advanta Dx SARS-CoV-2 RT-PCR Assay | saliva | Ship to lab | NAAT | Mailing Address/internet access | Symptomatic | NA | Rx | supervised or unsupervised | 18 and up self collect. Under 18 supervised by an adult. | not listed | https://www.fda.gov/media/146329/download | https://www.fda.gov/media/141538/download | Saliva | AZOVA COVID-19 Test Collection Kit | specific CLIA labs | CLIA approved labs | RT-PCR | Advanta Dx SARS-CoV-2 RT-PCR Assay | N1,N2, RNASE P | yes | yes
Harvard University Clinical Laboratory | No | Quaeris SARS-CoV-2 Assay | anterior nares | ship to lab | NAAT | Mailing address | symptomatic or asymptomatic | NA | Rx | unsupervised | 18 and up self collect or by a health care professional | not listed | https://www.fda.gov/media/149445/download | https://www.fda.gov/media/149442/download | nsal swab | Luna Probe One-Step RT-qPCR Kit | Specific CLIA lab | Harvard clinical Lab | RT-PCR | Quaeris SARS-CoV-2 Assay | N1,RdRP,RNASE P | No | Yes
Note on A62: Vidya Raghavan: Should this be deleted since this is only for Amazon employees?

## Full List_New Format1
At home collect & home test or ship to lab |  |  |  | Disclaimers: This list is not an exhaustive list and is current as of the date posted. For a complete list of assays, go to: https: //www.fda.gov/medical-devices/coronavirus-disease-2019-covid-19-emergency-use-authorizations-medical-devices/in-vitro-diagnostics-euas Projects must execute the EUA instructions exactly as stated in the FDA authorization letter and IFU (information for use).
Last Update: 03/24/2022 |  |  |  | *Please refer to FDA communications (i.e. https://www.fda.gov/medical-devices/medical-device-safety/medical-device-recalls ) for applicable recalls or FDA notices on certain assays.
Manufacturer | RADx-Tech/ATP | Assay Name | Specimen Type (subtype) | Test at home/ship to lab | Test Method | Shipping and Reporting Requirements | Indication (Symp/Asymp) | Indication IFU/EUA Language | Serial Testing | Indication (From Onset) | Prescription Required? | Supervision | age range per EUA/IFU | TAT | IFU or EUA Summary | EUA Letter | Specimen Type | Collection Kit | Test Location | Test Location (subtype) | Test Method (subtype) | Test Name | Target | Share with sites? | Home Use
Abbott Diagnostics Scarborough, Inc. | No | BinaxNOW COVID-19 Ag Card Home Test | Anterior Nasal (Nares) Swab | Test At Home | Antigen | Mailing Address/Internet access/Smartphone or computer with camera/NAVICA app | Symptomatic or Asymptomatic | "individuals with symptoms of COVID-19 within the first seven days of symptom onset" OR "individuals with or without symptoms or other epidemiological reasons to suspect COVID-19 infection when tested twice over three days with at least 24 hours (and no more than 48 hours) between tests" | "individuals with or without symptoms or other epidemiological reasons to suspect COVID-19 when test tested twice over three days with at least 24 hours (and no more than 48 hours) between tests." | 7 days (for symptomatic) | OTC | Supervised/Telehealth | 15 years or older (2-14 years with adult collection) | 15 minutes | https://www.fda.gov/media/144574/download | https://www.fda.gov/media/144576/download | Nasal Swab | Manufacturer | Home | Home | LFA | BinaxNOW COVID-19 Ag Card Home Test | Nucleocapsid | Yes | Yes
Abbott Diagnostics Scarborough, Inc. | No | BinaxNOW COVID-19 Antigen Self Test | Anterior Nasal (Nares) Swab | Test At Home | Antigen | Mailing Address/Internet/NAVICA app | Symptomatic or Asymptomatic | "individuals with or without symptoms or other epidemiological reasons to suspect COVID-19 infection when tested twice over three days with at least 36 hours between tests" | "For serial testing programs, additional confirmatory testing with a molecular test for negative results may be necessary, if there is a high likelihood of COVID-19, such as, an individual with a close contact with COVID-19 or with suspected exposure to COVID-19 or in communities with high prevalence of infection. Additional confirmatory testing with a molecular test for positive results may also be necessary, if there is a low likelihood of COVID-19, such as in individuals without known exposures to COVID-19 or residing in communities with low prevalence of infection" | N/A | OTC | Unsupervised | 15 years or older (2-14 years with adult collection) | 15 minutes | https://www.fda.gov/media/147255/download | https://www.fda.gov/media/147251/download | Nasal Swab | Manufacturer | Home | Home | LFA | BinaxNOW COVID-19 Antigen Self Test | Nucleocapsid | Yes | Yes
Abbott Diagnostics Scarborough, Inc. | No | BinaxNOW COVID-19 Ag Card 2 | Anterior Nasal (Nares) Swab | Test At Home | Antigen | Mailing Address/Internet access/Smartphone or computer with camera/NAVICA app | Symptomatic or Asymptomatic | "individuals with symptoms of COVID-19 within the first seven days of symptom onset" OR "individuals with or without symptoms or other epidemiological reasons to suspect COVID-19 infection when tested twice over three days with at least 24 hours (and no more than 48 hours) between tests" | "individuals with or without symptoms or other epidemiological reasons to suspect COVID-19 when test tested twice over three days with at least 24 hours (and no more than 48 hours) between tests." | 7 days (for symptomatic) | OTC | Supervised/Telehealth | 15 years or older (2-14 years with adult collection) | 15 minutes | https://www.fda.gov/media/147264/download | https://www.fda.gov/media/147261/download | Nasal Swab | Manufacturer | Home | Home | LFA | BinaxNOW COVID-19 Ag Card 2 | Nucleocapsid | Yes | Yes
Access Bio, Inc. | No | CareStart COVID-19 Antigen Home Test | Anterior Nasal (Nares) Swab | Test At Home | Antigen | Mailing address/Smarrtphone/Internet access/on/go™ App | Symptomatic or Asymptomatic | "symptoms of COVID-19 within the first 7 days of symptom onset" OR "with or without symptoms or other epidemiological reasons to suspect COVID-19 when tested twice over three days with at least 24 hours (and no more than 48 hours) between tests" | "For serial testing programs, additional confirmatory testing with a molecular test for negative results may be necessary, if there is a high likelihood of COVID-19, such as, an individual with a close contact with COVID-19 or with suspected exposure to COVID-19 or in communities with high prevalence of infection. Additional confirmatory testing with a molecular test for positive results may also be necessary, if there is a low likelihood of COVID-19, such as in individuals without known exposures to COVID-19 or residing in communities with low prevalence of infection." | 7 days (for symptomatic) | OTC | Unsupervised | 14 years or older (2-13 years with adult collection) | 10 minutes | https://www.fda.gov/media/151248/download | https://www.fda.gov/media/151245/download | Nasal Swab | Manufacturer | Home | Home | LFA | CareStart COVID-19 Antigen Home Test | Nucleocapsid | Yes | Yes
ACON Laboratories, Inc | No | Flowflex COVID-19 Antigen Home Test | Anterior Nasal (Nares) Swab | Test At Home | Antigen | Mailing Address | Symptomatic or Asymptomatic | "individuals within 7 days of symptom onset or without symptoms or other epidemiological reasons to suspect COVID-19 infection" |  | 7 days (for symptomatic) | OTC | Unsupervised | 14 years or older (2-13 years with adult collection) | 15 minutes | https://www.fda.gov/media/152698/download | https://www.fda.gov/media/152700/download | Nasal Swab | Manufacturer | Home | Home | LFA | Flowflex COVID-19 Antigen Home Test | Nucleocapsid | Yes | Yes
Becton, Dickinson and Company (BD) | No | BD Veritor At-Home COVID-19 Test | Anterior Nasal (Nares) Swab | Test At Home | Antigen | Mailing Address/Smartphone/Scanwell Health App | Symptomatic or Asymptomatic | "with symptoms of COVID-19 within the first 7 days of symptom onset" OR "with or without symptoms or other epidemiological reasons to suspect COVID-19 when tested twice over three days with at least 24 hours (and no more than 48 hours) between tests" | "For serial testing programs, additional confirmatory testing with a molecular test for negative results may be necessary, if there is a high likelihood of COVID-19, such as, an individual with a close contact with COVID-19 or with suspected exposure to COVID-19 and/or in communities with high prevalence of infection. Additional confirmatory testing with a molecular test for positive results may also be necessary if there is a low likelihood of COVID19 such as in individuals without known exposures to COVID-19 or residing in communities with low prevalence of infection" | 7 days (for symptomatic) | OTC | Unsupervised | 14 years or older (2-13 years with adult collection) | 15 minutes | https://www.fda.gov/media/151761/download | https://www.fda.gov/media/151771/download | Nasal Swab | Manufacturer | Home | Home | LFA | BD Veritor At-Home COVID-19 Test | Nucleocapsid | Yes | Yes
Celltrion USA, Inc. | No | Celltrion DiaTrust Covid-19 Ag Home test* | Mid-turbinate | Test At Home | Antigen | Mailing Address/Celltrion SafeKey App/Smartphone or Compatible computer | Symptomatic or Asymptomatic | "individuals with symptoms of COVID-19 within the first seven days of symptom onset or with or without symptoms or other epidemiological reasons to suspect COVID-19 when tested twice over three days with at least 24 hours (and no more than 48 hours) between test" | Yes. "individuals with or without symptoms or other epidemiological reasons to suspect COVID-19 when tested twice over three days with at least 24 hours and no more than 48 hours between tests." | 7 days (for symptomatic) | OTC | Unsupervised | 14 years or older | 15 minutes | https://www.fda.gov/media/153420/download | https://www.fda.gov/media/153418/download | Nasal Swab | Manufacturer | Home | Home | LFA | Celltrion Diatrust COVID-19 Home Test | RBD or spike protein | Yes | Yes
Cue Health Inc. | No | Cue COVID-19 Test for Home and Over The Counter (OTC) Use | Anterior Nasal (Nares) Swab | Test At Home | NAAT | Mailing Address/Smartphone/Cue Health Mobile Application/Cue Health Monitoring System/Mobile Smart Device with Bluetooth and Wi-Fi or cellular capability | Symptomatic or Asymptomatic | "with or without symptoms or other epidemiological reasons to suspect COVID-19" |  | N/A | OTC | Unsupervised | 18 years or older (2-17 years with adult collection) | 20 minutes | https://www.fda.gov/media/146470/download | https://www.fda.gov/media/146467/download | Nasal Swab | Manufacturer | Home | Home | RT-PCR isothermal | Cue COVID-19 Test for Home and Over The Counter (OTC) Use | N, RNASE P | Yes | Yes
Detect, Inc | Yes | Detect Covid-19 Test | Anterior Nasal (Nares) Swab | Test At Home | NAAT | Mailing Address/Detect Hub/Detect App/Smartphone with Wi-Fi or cellular capability | Symptomatic or Asymptomatic | "suspected of Covid-19" OR "without symptoms or other epidemiological reasons to suspect Covid-19 when tested twice over three days with at least 24 hours (and no more than 48 hours) between tests" | Yes. "without symptoms or other epidemiological reasons to suspect Covid-19 when tested twice over three days with at least 24 hours (and no more than 48 hours) between tests" | N/A | OTC | Unsupervised | 14 years or older (2-13 years with adult collection) | 65 minutes | https://www.fda.gov/media/153661/download | https://www.fda.gov/media/153663/download | Nasal Swab | Manufacturer | Home | Home | TRT-LAMP | Detect Covid-19 Test | ORF1ab | Yes | Yes
Ellume Limited | Yes | Ellume COVID-19 Home Test | Mid-turbinate | Test At Home | Antigen | Smartphone with Wi-Fi or cellular capability/Ellume COVID-19 Test App | Symptomatic or Asymptomatic | "with symptoms of COVID-19 within the first 7 days of symptom onset" OR "with or without symptoms or other epidemiological reasons to suspect COVID-19 when tested twice over two to three days with at least 24 hours (and no more than 48 hours) between tests," | "with or without symptoms or other epidemiological reasons to suspect COVID-19 when tested twice over two to three days with at least 24 hours (and no more than 48 hours) between tests," | 7 days (for symptomatic) | OTC | Unsupervised | 16 years or older (2-15 years with adult collection) | 15 minutes | https://www.fda.gov/media/144592/download | https://www.fda.gov/media/144457/download | Nasal Swab | Manufacturer | Home | Home | LFA | Ellume COVID-19 Home Test | Nucleocapsid | Yes | Yes
iHealth Labs, Inc. |  | iHealth COVID-19 Antigen Rapid Test | Anterior Nasal (Nares) Swab | Test At Home | Antigen | Mailing Address/Internet Access/Smart Phone | Symptomatic or Asymptomatic | "self-collected from individuals ... with symptoms of COVID-19 within the first 7 days of symptom onset" OR "self-collected from individuals ... with or without symptoms or other epidemiological reasons to suspect COVID-19 when tested twice over three days with at least 24 hours (and no more than 48 hours) between tests" | "self-collected from individuals … with or without symptoms or other epidemiological reasons to suspect COVID-19 when tested twice over three days with at least 24 hours (and no more than 48 hours) between tests" | 7 days (for symptomatic) | OTC | Unsupervised | 15 years or older (2-14 years old with adult collection) | 15 minutes | https://www.fda.gov/media/153923/download | https://www.fda.gov/media/153925/download | Nasal Swab | Manufacturer | Home | Home | LFA | iHealth COVID-19 Antigen Rapid Test | Nucleocapsid | Yes | Yes
InBios International Inc. | No | SCoV-2 Ag Detect Rapid Self-Test | Anterior Nasal (Nares) Swab | Test At Home | Antigen | Mailing Address | Symptomatic or Asymptomatic | "individuals with symptoms of COVID-19 within the first five days of symptom onset" OR "with or without symptoms or other epidemiological reasons to suspect COVID-19 when tested twice over three days with at least 24 hours (and no more than 48 hours) between tests." | "with or without symptoms or other epidemiological reasons to suspect COVID-19 when tested twice over three days with at least 24 hours (and no more than 48 hours) between tests." | 5 days (for symptomatic) | OTC | Unsupervised | 14 years or older (2-13 years with adult collection) | 25 minutes | https://www.fda.gov/media/154336/download | https://www.fda.gov/media/154338/download | Nasal Swab | Manufacturer | Home | Home | LFA | SCoV-2 Ag Detect Rapid Self-Test | Nucleoprotein | Yes | Yes
Lucira Health, Inc | No | Lucira CHECK-IT COVID-19 Test Kit | Anterior Nasal (Nares) Swab | Test At Home | NAAT | Mailing Address | Symptomatic or Asymptomatic | "with or without symptoms or other epidemiological reasons to suspect COVID-19" |  | N/A | OTC | Unsupervised | 14 years or older (2-13 years with adult collection) | 30 minutes | https://www.fda.gov/media/147495/download | https://www.fda.gov/media/147492/download | Nasal Swab | Manufacturer | Home | Home | RT-LAMP | Lucira CHECK-IT COVID-19 Test Kit | Nucleocapsid | Yes | Yes
Lucira Health, Inc. | No | Lucira COVID-19 All-In-One Test Kit | Anterior Nasal (Nares) Swab | Test At Home | NAAT | Mailing Address | Suspected of COVID-19 | "who are suspected of COVID-19 by their healthcare provider" |  | N/A | Rx | Unsupervised | 14 years or older (under 14 years when specimen is collected by a healthcare provider at the POC) | 30 minutes | https://www.fda.gov/media/143809/download | https://www.fda.gov/media/143810/download | Nasal Swab | Manufacturer | Home | Home | RT-LAMP | Lucira COVID-19 All-In-One Test Kit | Nucleocapsid | Yes | Yes
Maxim Biomedical, Inc. |  | MaximBio ClearDetect COVID-19 Antigen Home Test | Anterior Nasal (Nares) Swab | Test At Home | Antigen | Mailing Address | Symptomatic or Asymptomatic | "with symptoms of COVID-19 within the first five days of symptom onset" OR "with or without symptoms or other epidemiological reasons to suspect COVID-19 when tested twice over three days with at least 24 hours (and no more than 48 hours) between tests" | "with or without symptoms or other epidemiological reasons to suspect COVID-19 when tested twice over three days with at least 24 hours (and no more than 48 hours) between tests" | 5 days (for symptomatic) | OTC | Unsupervised | 14 years or older (2-13 years with adult collection) | 15 minutes | https://www.fda.gov/media/155634/download | https://www.fda.gov/media/155632/download | Nasal Swab | Manufacturer | Home | Home | LFA | MaximBio ClearDetect COVID-19 Antigen Home Test | Nucleocapsid | Yes | Yes
OraSure Technologies, Inc | No | InteliSwab COVID-19 Rapid Test | Anterior Nasal (Nares) Swab | Test At Home | Antigen | Mailing address/biohazard waste container | Symptomatic or Asymptomatic | "with symptoms of COVID-19 within the first 7 days of symptom onset" OR "with or without symptoms or other epidemiological reasons to suspect COVID-19 when tested twice over three days with at least 24 hours (and no more than 48 hours) between tests." | "For serial testing programs, additional confirmatory testing with a molecular test for negative results may be necessary, if there is a high likelihood of SARS-CoV-2 infection, such as an individual with a close contact with COVID-19 or with suspected exposure to COVID-19 or in communities with high prevalence of infection. Additional confirmatory testing with a molecular test for positive results may also be necessary, if there is a low likelihood of SARS-CoV-2 infection, such as in individuals without known exposures to COVID-19 or residing in communities with low prevalence of infection." | 7 days (for symptomatic) | OTC | Unsupervised | 18 years or older (2-17 years with adult collection) | 30 minutes | https://www.fda.gov/media/149911/download | https://www.fda.gov/media/149908/download | Nasal Swab | Manufacturer | Home | Home | LFA | InteliSwab COVID-19 Rapid Test | Nucleocapsid | Yes | Yes
OraSure Technologies, Inc. | No | InteliSwab COVID-19 Rapid Test Rx | Anterior Nasal (Nares) Swab | Test At Home | Antigen | Mailing Address/Biohazard Waste Container | Symptomatic | "suspected of COVID-19 by their healthcare provider within the first seven (7) days of symptom onset" |  | 7 days | Rx | Unsupervised | 18 years or older (2-17 years with adult collection) | 30 minutes | https://www.fda.gov/media/149906/download | https://www.fda.gov/media/149904/download | Nasal Swab | Manufacturer | Home | Home | LFA | InteliSwab COVID-19 Rapid Test Rx | Nucleocapsid | Yes | Yes
PHASE Scientific International, Ltd. |  | INDICAID COVID-19 Rapid Antigen At-Home Test | Anterior Nasal (Nares) Swab | Test At Home | Antigen | Mailing Address | Symptomatic or Asymptomatic | "from individuals... with symptoms of COVID-19 within the first six days of symptom onset" OR "with or without symptoms or other epidemiological reasons to suspect COVID-19 when tested twice over three days with at least 24 hours (and no more than 48 hours) between tests" | "with or without symptoms or other epidemiological reasons to suspect COVID-19 when tested twice over three days with at least 24 hours (and no more than 48 hours) between tests" | 6 days (for symptomatic) | OTC | Unsupervised | 14 years and older (self-collected), 2 years and older (collected with adult assistance) | 20 minutes | https://www.fda.gov/media/156954/download | https://www.fda.gov/media/156956/download | Nasal Swab | Manufacturer | Home | Home | LFA | INDICAID COVID-19 Rapid Antigen At-Home Test | N | Yes | Yes
Quidel Corporation (Limited Availability) | Yes | QuickVue At-Home COVID-19 Test | Anterior Nasal (Nares) Swab | Test At Home | Antigen | Mailing Address | Symptomatic | "suspected of COVID-19 by their healthcare provider within the first six days of the onset of symptoms" |  | 6 days | Rx | Unsupervised | 14 years or older (8-13 years with adult collection) | 10 minutes | https://www.fda.gov/media/146312/download | https://www.fda.gov/media/146309/download | Nasal Swab | Manufacturer | Home | Home | LFA | QuickVue At-Home COVID-19 Test | Nucleocapsid | Yes | Yes
Quidel Corporation (Limited Availability) | Yes | QuickVue At-Home OTC COVID-19 Test | Anterior Nasal (Nares) Swab | Test At Home | Antigen | Mailing Address | Symptomatic or Asymptomatic | "with symptoms of COVID-19 within the first six days of symptom onset" OR "with or without symptoms or other epidemiological reasons to suspect COVID-19 when tested twice over three days with at least 24 hours (and no more than 48 hours) between tests" | "For serial testing programs, additional confirmatory testing with a molecular test for negative results may be necessary, if there is a high likelihood of SARS-CoV-2 infection, such as in an individual with as a close contact with COVID-19 or with suspected exposure to COVID-19 or in communities with high prevalence of infection. Additional confirmatory testing with a molecular test for positive results may also be necessary, if there is a low likelihood of SARS-CoV-2 infection, such as in individuals without known exposures to SARS-CoV-2 or residing in communities with low prevalence of infection." | 6 days (for symptomatic) | OTC | Unsupervised | 14 years or older (2-13 years with adult collection) | 10 minutes | https://www.fda.gov/media/147265/download | https://www.fda.gov/media/147247/download | Nasal Swab | Manufacturer | Home | Home | LFA | QuickVue At-Home OTC COVID-19 Test | Nucleocapsid | Yes | Yes
SD Biosensor, Inc. |  | COVID-19 At-Home Test | Anterior Nasal (Nares) Swab | Test At Home | Antigen | Mailing Address | Symptomatic or Asymptomatic | "with symptoms of COVID-19 within the first 6 days of symptom onset" OR "with or without symptoms or other epidemiological reasons to suspect COVID-19 when tested twice over three days with at least 24 hours (and no more than 48 hours) between tests" | "For serial testing programs, additional confirmatory testing with a molecular test for negative results may be necessary, if there is a high likelihood of COVID-19, such as in an individual with a close contact with COVID-19 or with suspected exposure to COVID-19 or in communities with high prevalence of infection. Additional confirmatory testing with a molecular test for positive results may also be necessary, if there is a low likelihood of SARS-CoV-2 infection, such as in individuals without known exposures to COVID-19 or residing in communities with low prevalence of infection." | 6 days | OTC | Unsupervised | 14 years or older (2-13 years with adult supervision) | 20 minutes | https://www.fda.gov/media/155125/download | https://www.fda.gov/media/155123/download | Nasal Swab | Manufacturer | Home | Home | LFA | COVID-19 At-Home Test | Nucleocapsid | Yes | Yes
Siemens Healthineers |  | CLINITEST Rapid COVID-19 Antigen Self-Test | Anterior Nasal (Nares) Swab | Test At Home | Antigen | Mailing Address | Symptomatic or Asymptomatic | "with symptoms of COVID-19 within the first 7 days of symptom onset" OR "with or without symptoms or other epidemiological reasons to suspect COVID-19 when tested twice over three days with at least 24 hours (and no more than 48 hours) between tests" | "For serial testing programs, additional confirmatory testing with a molecular test for negative results may be necessary, if there is a high likelihood of COVID-19, such as in an individual with a close contact with COVID-19 or with suspected exposure to COVID-19 or in communities with high prevalence of infection. Additional confirmatory testing with a molecular test for positive results may also be necessary, if there is a low likelihood of COVID-19, such as in individuals without known exposures to COVID-19 or residing in communities with low prevalence of infection." | 7 days | OTC | Unsupervised | 14 years or older (2-13 years with adult supervision) | 15 minutes | https://www.fda.gov/media/155175/download | https://www.fda.gov/media/155173/download | Nasal Swab | Manufacturer | Home | Home | LFA | CLINITEST Rapid COVID-19 Antigen Self-Test | Nucleocapsid | Yes | Yes
Abbott Diagnostics Scarborough, Inc. | No | BinaxNOW COVID-19 Ag Card | Anterior Nasal (Nares) Swab | Ship to Lab | Antigen | Mailing Address | Symptomatic | "individuals suspected of COVID-19 by their healthcare provider within the first seven days of symptom onset" |  | 7 days | Rx | Supervised | none listed | 15 minutes | https://www.fda.gov/media/141570/download | https://www.fda.gov/media/141567/download | Nasal Swab | Manufacturer | Any CLIA certified lab that can perform moderate, high or waived complexity tests; Point of care settings operating under a CLIA Certificate of Waiver, Certificate of Compliance, or Certificate of Accreditation | CLIA Certified Lab or Point of Care | LFA | BinaxNOW COVID-19 Ag Card | Nucleocapsid | Yes | No
Ambry's Genetics Laboratory | No | Ambry COVID-19 RT-PCR Test | Saliva | Ship to Lab | NAAT | Mailing Address/Internet Access/FedEx drop box | Suspected of COVID-19 | "when suspected of COVID-19 by their healthcare provider" |  | N/A | Rx | Unsupervised | 18 years and older (self-collected), 15 years and older (self-collected under adult supervision), or 4 years and older (collected with adult assistance) | not listed | https://www.fda.gov/media/145410/download | https://www.fda.gov/media/145406/download | Saliva | Ambry COVID-19 RT-PCR Test Saliva Collection Kit | Ambry Genetics Laboratory located at 7 Argonaut, Aliso Viejo, CA 92656 | Specific CLIA Labs | RT-PCR | Ambry COVID-19 RT-PCR Test | ORF1ab, S, N | Yes | Yes
Assurance Scientific Laboratories | No | Assurance SARS-CoV-2 Panel | Anterior Nasal (Nares) Swab | Ship to Lab | NAAT | Mailing Address/Internet Access | Determined by a healthcare provider to be appropriate | Assay- "This test is also intended for use with anterior nasal swab specimens that are collected using the Everlywell COVID-19 Test Home Collection Kitwhen used consistent with its authorization" Collection Kit- "when determined to be appropriate by a healthcare provider" |  | N/A | Rx | Unsupervised | 18 years and older (self-collected), 16 years and older (self-collected under adult supervision), or 2 years and older (collected with adult assistance) | not listed | https://www.fda.gov/media/138154/download | https://www.fda.gov/media/138151/download | Nasal Swab | Everlywell COVID-19 Test Home Collection Kit | Laboratories designated by Assurance Scientific Laboratories | Specific CLIA Labs | RT-PCR | Assurance SARS-CoV-2 Panel | N,E | Yes | Yes
Assurance Scientific Laboratories | No | Assurance SARS-CoV-2 Panel DTC | Anterior Nasal (Nares) Swab | Ship to Lab | NAAT | Mailing Address/Internet Access/email account | Symptomatic or Asymptomatic | "any individuals, 18 years and older, including individuals without symptoms or other reasons to suspect COVID-19" |  | N/A | OTC | Unsupervised | 18 years and older | Not Listed | https://www.fda.gov/media/145984/download | https://www.fda.gov/media/145981/download | Nasal Swab | Simplicity COVID-19 Home Collection Kit | Laboratories designated by Assurance Scientific Laboratories | Specific CLIA Labs | RT-PCR | Assurance SARS-CoV-2 Panel DTC | N1, RNASE P | No | Yes
Assurance Scientific Laboratories | No | Assurance SARS-CoV-2 Panel DTC | Anterior Nasal (Nares) Swab | Ship to Lab | NAAT | Mailing Address/Internet Access/email account | Determined by a healthcare provider to be appropriate | Assay- "the Everlywell COVID-19 Test Home Collection Kit DTC when used consistent with its authorization" Collection Kit- "when determined to be appropriate by a healthcare provider" |  | N/A | OTC | Unsupervised | 18 years and older (self-collected), 16 years and older (self-collected under adult supervision), or 2 years and older (collected with adult assistance) | Not Listed | https://www.fda.gov/media/145984/download | https://www.fda.gov/media/145981/download | Nasal Swab | Everlywell COVID-19 Test Home Collection Kit DTC | Laboratories designated by Assurance Scientific Laboratories | Specific CLIA Labs | RT-PCR | Assurance SARS-CoV-2 Panel DTC | N1, RNASE P | No | Yes
Audere | No | Collection Kit | Anterior Nasal (Nares) Swab | Ship to Lab | In vitro diagnostic (IVD) molecular test that is indicated for use with anterior nasal swab specimens collected with collection kits authorized for use with HealthPulse@home | Mailing Address/Return shipping | Determined by a healthcare provider to be appropriate | "individuals without symptoms or other reasons to suspect COVID-19, for collection of anterior nares (nasal) swab specimens at home or in a healthcare setting when determined to be appropriate by a healthcare provider" |  | N/A | Rx | Unsupervised/Supervised | 16 years or older (2-15 years with adult collection) | N/A | https://www.fda.gov/media/154583/download | https://www.fda.gov/media/154582/download | Nasal Swab | Manufacturer | Laboratories designated by Audere and meet requirements to perform high complexity tests | Specific CLIA Labs | IVD Molecular | HealthPulse@home collection kit | N/A | Yes | Yes
binx health, Inc. | No | Collection Kit | Anterior Nasal (Nares) Swab | Ship to Lab | Molecular diagnostic testing performed using an in vitro diagnostic (IVD) test for the detection of SARS-CoV-2 that is indicated for use with the binx health At-home Nasal Swab COVID-19 Sample Collection Kit | Mailing Address/Internet or smartphone/data | Suspected of COVID-19 | "when suspected of COVID-19 by a healthcare provider" |  | N/A | Rx | Unsupervised | 18 years and older (self-collected), 14 years and older (self-collected under adult supervision), or 5 years and older (collected with adult assistance) | Not Listed | https://www.fda.gov/media/143185/download | https://www.fda.gov/media/143183/download | Nasal Swab | N/A | Laboratories designated by binx health, Inc | Specific CLIA Labs | N/A | binx health At-Home Nasal Swab COVID-19 Sample Collection Kit | N/A | Yes | Yes
Cleveland Clinic Robert J. Tomsich Pathology and Laboratory Medicine Institute | No | SelfCheck COVID-19 TaqPath Multiplex PCR | Anterior Nasal (Nares) Swab | Ship to Lab | NAAT | Mailing Address/Internet Access/EPIC/Mychart Access | Suspected of COVID-19 | "by individuals (18 years of age or older) suspected of COVID-19, when determined to be appropriate by a healthcare provider based on either a telemedicine visit or an in-person visit with a healthcare provider" |  | N/A | Rx | Unsupervised | 18 years and older | Not Listed | https://www.fda.gov/media/151447/download | https://www.fda.gov/media/151445/download | Nasal swab | SelfCheck COVID-19 Swabbing Kit | Cleveland Clinic Robert J. Tomsich Pathology and Laboratory Medicine Institute located at 9500 Euclid Ave/LL2, Cleveland, OH 44195 | Specific CLIA Labs | RT-PCR | SelfCheck COVID-19 TaqPath Multiplex PCR | S,ORF1ab | Yes | Yes
Cleveland Clinic Robert J. Tomsich Pathology and Laboratory Medicine Institute | No | Cleveland Clinic SARS-CoV-2 Assay | Anterior Nasal (Nares) Swab | Ship to Lab | NAAT | Mailing Address/ Internet/Patient has to pick up and drop off kit/EPIC | Suspected of COVID-19 | "individuals (18 years of age and older) suspected of COVID-19 when home collection is determined to be appropriate by an HCP" |  | N/A | Rx | Unsupervised | 18 years and older | Not Listed | https://www.fda.gov/media/140788/download | https://www.fda.gov/media/140785/download | Nasal swab | SelfCheck COVID-19 Swabbing Kit | Cleveland Clinic Robert J. Tomsich Pathology and Laboratory Medicine Institute located at 9500 Euclid Ave/LL2, Cleveland, OH 44195 | Specific CLIA Labs | RT-PCR | Cleveland clinic SARS-COV-2 Assay | E, RNASE P | Yes | Yes
Clinical Enterprise, Inc. | No | Collection Kit | Anterior Nasal (Nares) Swab | Ship to Lab | in vitro diagnostic (IVD) molecular test that is indicated for use with the EmpowerDX COVID-19 Home Collection Kit DTC for collection of anterior nasal swab specimens, and the IVD is indicated for testing any individuals, including individuals without symptoms or other reasons to suspect COVID-19 | Internet Access/Results by email/pick-up & drop-off kit | Symptomatic or Asymptomatic | "sent for testing with an in vitro diagnostic (IVD) molecular test that is indicated for use with the EmpowerDX COVID-19 Home Collection Kit DTC for collection of anterior nasal swab specimens, and the IVD is indicated for testing any individuals, including individuals without symptoms or other reasons to suspect COVID-19 " |  | N/A | OTC | Unsupervised | 18 years and older (self-collected), 13 years and older (self-collected under adult supervision), or 3 years and older (collected with adult assistance) | N/A | https://www.fda.gov/media/143064/download | https://www.fda.gov/media/143063/download | Nasal Swab | N/A | Laboratories designated by Clinical Enterprise, Inc | Specific CLIA Labs | N/A | EmpowerDX COVID-19 Home Collection Kit DTC | N/A | Yes | Yes
Clinical Enterprise, Inc. | No | Clinical Enterprise SARS-CoV-2 RT-PCR Assay DTC | Anterior Nasal (Nares) Swab | Ship to Lab | NAAT | mailing address/internet access | Symptomatic or Asymptomatic | "any individuals including individuals without symptoms or other reasons to suspect COVID-19" |  | N/A | OTC | Unsupervised | 18 years and older (self-collected), 13 years and older (self-collected under adult supervision), or 3 years and older (collected with adult assistance) | Not Listed | https://www.fda.gov/media/147574/download | https://www.fda.gov/media/147571/download | Nasal Swab | EmpowerDX COVID-19 Home Collection Kit DTC | Laboratories designated by Clinical Enterprise, Inc | Specific CLIA Labs | RT-PCR | Clinical Enterprise SARS-CoV-2 RT-PCR Assay DTC | N1, N2, RNASE P | Yes | Yes
Clinical Reference Laboratory, Inc. | No | CRL Rapid Response | Saliva | Ship to Lab | NAAT | Mailing Address/Internet Access | Determined by a healthcare provider to be appropriate | "when determined to be appropriate by a healthcare provider." |  | N/A | Rx | Unsupervised | None Listed | Not Listed | https://www.fda.gov/media/140661/download | https://www.fda.gov/media/140664/download | Saliva | CRL COVID-19 Self Collection Testing Kit collection device | Clinical Reference Laboratory, Inc., located at 8433 Quivira Rd., Lenexa, KS 66215 | Specific CLIA Labs | RT-PCR | CRL Rapid Response Test | RNASE P | Yes | Yes
Clinical Research Sequencing Platform (CRSP), LLC at the Broad Institute of MIT and Harvard | Yes | CRSP SARS-CoV-2 Real-time Reverse Transcriptase (RT)-PCR Diagnostic Assay (Version 2) | Anterior Nasal (Nares) Swab | Ship to Lab | NAAT | Mailing Address/Internet Access | Suspected of COVID-19 | "individuals suspected of COVID-19 by their health care provider" |  | N/A | Rx | Unsupervised | None Listed | Not Listed | https://www.fda.gov/media/139858/download | https://www.fda.gov/media/139860/download | Nasal Swab | CRSP Self Swab kit | Clinical Research Sequencing Platform (CRSP), LLC at the Broad Institute of MIT and Harvard located at 320 Charles Street, Cambridge, Massachusetts 02141 | Specific CLIA Labs | RT-PCR | CRSP SARS-CoV-2 Real-time Reverse Transcriptase (RT)-PCR Diagnostic Assay (Version 2) | N1, N2, RNASE P | No | Yes
Clinical Research Sequencing Platform (CRSP), LLC at the Broad Institute of MIT and Harvard | Yes | CRSP SARS-CoV-2 Real-time Reverse Transcriptase (RT)-PCR Diagnostic Assay (Version 2) | Anterior Nasal (Nares) Swab | Ship to Lab | NAAT | Mailing Address/Internet Access | Suspected of COVID-19 | "individuals suspected of COVID-19 by their health care provider" |  | N/A | Rx | Unsupervised | 18 years and older (self-collected), 14 years and older (self-collected under adult supervision), or 5 years and older (collected with adult assistance) | Not Listed | https://www.fda.gov/media/139858/download | https://www.fda.gov/media/139860/download | Nasal Swab | binx health At-Home Nasal Swab COVID-19 Sample Collection Kit | Clinical Research Sequencing Platform (CRSP), LLC at the Broad Institute of MIT and Harvard located at 320 Charles Street, Cambridge, Massachusetts 02141 | Specific CLIA Labs | RT-PCR | CRSP SARS-CoV-2 Real-time Reverse Transcriptase (RT)-PCR Diagnostic Assay (Version 2) | N1, N2, RNASE P | No | Yes
Clinical Research Sequencing Platform (CRSP), LLC at the Broad Institute of MIT and Harvard | Yes | CRSP SARS-CoV-2 Real-time Reverse Transcriptase (RT)-PCR Diagnostic Assay (Version 2) | Anterior Nasal (Nares) Swab | Ship to Lab | NAAT | Mailing Address/Internet Access | Suspected of COVID-19 | "individuals suspected of COVID-19 by their health care provider" |  | N/A | Rx | Unsupervised | 18 years and older (self-collected), 14 years and older (self-collected under adult supervision), or 2 years and older (collected with adult assistance) | Not Listed | https://www.fda.gov/media/139858/download | https://www.fda.gov/media/139860/download | Nasal Swab | Color COVID-19 Self-Swab Collection Kit | Clinical Research Sequencing Platform (CRSP), LLC at the Broad Institute of MIT and Harvard located at 320 Charles Street, Cambridge, Massachusetts 02141 | Specific CLIA Labs | RT-PCR | CRSP SARS-CoV-2 Real-time Reverse Transcriptase (RT)-PCR Diagnostic Assay (Version 2) | N1, N2, RNASE P | No | Yes
Clinical Research Sequencing Platform (CRSP), LLC at the Broad Institute of MIT and Harvard | Yes | CRSP SARS-CoV-2 Real-time Reverse Transcriptase (RT)-PCR Diagnostic Assay (Version 3) | Anterior Nasal (Nares) Swab | Ship to Lab | NAAT | Mailing Address/Internet Access | Suspected of COVID-19 | "suspected of COVID-19 by their healthcare provider and when determined to be appropriate by the healthcare provider" |  | N/A | Rx | Unsupervised | 18 years and older | Not Listed | https://www.fda.gov/media/146499/download | https://www.fda.gov/media/146496/download | Nasal Swab | CRSP Self-Swab kit | Clinical Research Sequencing Platform (CRSP), LLC at the Broad Institute of MIT and Harvard located at 320 Charles Street, Cambridge, Massachusetts 02141 | Specific CLIA Labs | RT-PCR | CRSP SARS-CoV-2 Real-time Reverse Transcriptase (RT)-PCR Diagnostic Assay (Version 3) | N1, N2, RNASE P | No | Yes
Clinical Research Sequencing Platform (CRSP), LLC at the Broad Institute of MIT and Harvard | Yes | CRSP SARS-CoV-2 Real-time Reverse Transcriptase (RT)-PCR Diagnostic Assay (Version 3) | Anterior Nasal (Nares) Swab | Ship to Lab | NAAT | Mailing Address/Internet Access | Symptomatic or Asymptomatic | Assay- "when used consistent with its authorization" Collection Kit- "For use by any individuals including individuals without symptoms or other reasons to suspect COVID19 for unsupervised collection of anterior nasal swab specimens at home or in a healthcare setting when determined to be appropriate by a healthcare provider" |  | N/A | Rx | Unsupervised | 18 years and older (self-collected), 14 years and older (self-collected under adult supervision), or 2 years and older (collected with adult assistance) | Not Listed | https://www.fda.gov/media/146499/download | https://www.fda.gov/media/146496/download | Nasal Swab | Color COVID-19 Self-Swab Collection Kit | Clinical Research Sequencing Platform (CRSP), LLC at the Broad Institute of MIT and Harvard located at 320 Charles Street, Cambridge, Massachusetts 02141 | Specific CLIA Labs | RT-PCR | CRSP SARS-CoV-2 Real-time Reverse Transcriptase (RT)-PCR Diagnostic Assay (Version 3) | N1, N2, RNASE P | No | Yes
Clinical Research Sequencing Platform (CRSP), LLC at the Broad Institute of MIT and Harvard | Yes | CRSP SARS-CoV-2 Real-time Reverse Transcriptase (RT)-PCR Diagnostic Assay (Version 3) | Anterior Nasal (Nares) Swab | Ship to Lab | NAAT | Mailing Address/Internet Access | Suspected of COVID-19 | Assay- "when used consistent with its authorization" Collection Kit- "when suspected of COVID-19 by a healthcare provider" |  | N/A | Rx | Unsupervised | 18 years and older (self-collected), 14 years and older (self-collected under adult supervision), or 5 years and older (collected with adult assistance) | Not Listed | https://www.fda.gov/media/146499/download | https://www.fda.gov/media/146496/download | Nasal Swab | binx Health At-home Nasal Swab COVID-19 Sample Collection Kit | Clinical Research Sequencing Platform (CRSP), LLC at the Broad Institute of MIT and Harvard located at 320 Charles Street, Cambridge, Massachusetts 02141 | Specific CLIA Labs | RT-PCR | CRSP SARS-CoV-2 Real-time Reverse Transcriptase (RT)-PCR Diagnostic Assay (Version 3) | N1, N2, RNASE P | No | Yes
Color Health, Inc | No | Collection Kit | Anterior Nasal (Nares) Swab | Ship to Lab | in vitro diagnostic (IVD) molecular tests that are indicated for use with the Color COVID-19 Self-Swab Collection Kit | Internet or Smartphone/Data | Symptomatic or Asymptomatic | "For use by any individuals including individuals without symptoms or other reasons to suspect COVID19 for unsupervised collection of anterior nasal swab specimens at home or in a healthcare setting when determined to be appropriate by a healthcare provider" |  | N/A | Rx | Unsupervised/Supervised | 18 years and older (self-collected), 14 years and older (self-collected under adult supervision), or 2 years and older (collected with adult assistance) | N/A | https://www.fda.gov/media/141797/download | https://www.fda.gov/media/141796/download | Nasal Swab | N/A | Laboratories designated by Color Health, Inc | Specific CLIA Labs | N/A | Color COVID-19 Self-Swab Collection Kit | N/A | Yes | Yes
Color Health, Inc. | No | Collection Kit | Anterior Nasal (Nares) Swab | Ship to Lab | in vitro diagnostic (IVD) molecular test that is indicated for use with the Color COVID-19 Self-Swab Collection Kit DTC, and the IVD is indicated for testing any individuals, including individuals without symptoms or other reasons to suspect COVID-19 | Mailing Address/Internet or smartphone/data | Symptomatic or Asymptomatic | "sent for testing with an in vitro diagnostic (IVD) molecular test that is indicated for use with the Color COVID-19 Self-Swab Collection Kit DTC, and the IVD is indicated for testing any individuals, including individuals without symptoms or other reasons to suspect COVID-19" |  | N/A | OTC | Unsupervised | 18 years or older (self-collected), 14 years and older (self-collected under adult supervision), or 2 years and older (collected with adult assistance) | N/A | https://www.fda.gov/media/146874/download | https://www.fda.gov/media/146873/download | Nasal Swab | N/A | Laboratories designated by Color Health, Inc | Specific CLIA Labs | N/A | Color COVID-19 Self-Swab Collection Kit DTC | N/A | Yes | Yes
Color Health, Inc. | No | Color SARS-CoV-2 RT-LAMP Diagnostic Assay DTC | Anterior Nasal (Nares) Swab | Ship to Lab | NAAT | Mailing Address/Internet or smartphone/data | Symptomatic or Asymptomatic | Assay-"using the Color COVID-19 Self-Swab Collection Kit DTC when used consistent with its authorization" Collection Kit-"sent for testing with an in vitro diagnostic (IVD) molecular test that is indicated for use with the Color COVID-19 Self-Swab Collection Kit DTC, and the IVD is indicated for testing any individuals, including individuals without symptoms or other reasons to suspect COVID-19" |  | N/A | OTC | Unsupervised | 18 years or older (self-collected), 14 years and older (self-collected under adult supervision), or 2 years and older (collected with adult assistance) | Not Listed | https://www.fda.gov/media/146878/download | https://www.fda.gov/media/146877/download | Nasal Swab | Color COVID-19 Self-Swab Collection Kit DTC | Color Health, Inc., located at 863 Mitten Road, Burlingame, CA 94010 | Specific CLIA Labs | RT-LAMP | Color Sars-COV-2-RT-LAMP Assay | N,E,RNASE P, | Yes | Yes
Color Health, Inc. | No | Color SARS-CoV-2 RT-LAMP Diagnostic Assay | Anterior Nasal (Nares) Swab | Ship to Lab | NAAT | Mailing Address/Internet or smartphone/data | Symptomatic or Asymptomatic | Assay-"collected using either the Color COVID-19 Self-Swab Collection Kit or the Color COVID-19 Self-Swab Collection Kit with Saline when used consistent with their authorizations" Collection Kit- "any individual... including individuals without symptoms or other reasons to suspect COVID19 for unsupervised collection of anterior nasal swab specimens at home or in a healthcare setting when determined to be appropriate by a healthcare provider" |  | N/A | Rx | Unsupervised | 18 years and older (self-collected), 14 years and older (self-collected under adult supervision), or 2 years and older (collected with adult assistance) | Not Listed | https://www.fda.gov/media/138249/download | https://www.fda.gov/media/138248/download | Nasal Swab | Color COVID-19 SelfSwab Collection Kit | Color Health, Inc., located at 863 Mitten Road, Burlingame, CA 94010 | Specific CLIA Labs | RT-LAMP | Color SARS-CoV-2 RT-LAMP Diagnostic Assay | N,E gene | Yes | Yes
Compass Laboratory Services, LLC | No | Compass Laboratory Services SARS-CoV2 Assay | Anterior Nasal (Nares) Swab | Ship to Lab | NAAT | Mailing Address/Internet Access | Determined by a healthcare provider to be appropriate | Assay- "when determined to be appropriate by a healthcare provider" Collection Kit- "when determined to be appropriate by a healthcare provider" |  | N/A | Rx | Unsupervised | 18 years or older (self-collected), 16 years and older (self-collected under adult supervision), or 2 years and older (collected with adult assistance) | Not Listed | https://www.fda.gov/media/140078/download | https://www.fda.gov/media/140074/download | Nasal Swab | Everlywell COVID-19 Home Collection Kit | Compass Laboratory Services, LLC’s laboratory located at 1910 Nonconnah Blvd, Suite 108, Memphis TN 38132 | Specific CLIA Labs | RT-PCR | Compass Laboratory Services SARS-CoV2 Assay | Orf 1ab | Yes | Yes
Diversified Medical Healthcare |  | Collection Kit | Anterior Nasal (Nares) Swab | Ship to Lab | NAAT | Mailing address/Internet Access/ FedEx pick up or drop off | Determined by a healthcare provider to be appropriate | "any individuals ..., including individuals without symptoms or other reasons to suspect COVID-19, for collection of anterior nasal swab specimens at home when determined to be appropriate by a healthcare provider and only for use in molecular diagnostic testing performed using an in vitro diagnostic (IVD) test for the detection of SARS-CoV-2 RNA that is indicated for use with the RapidRona Self-Collection Kit" |  | N/A | Rx | Unsupervised | 18 years or older (self-collected), 14 years and older (self-collected under adult supervision), or 2 years and older (collected with adult assistance) | Not Listed | https://www.fda.gov/media/143929/download | https://www.fda.gov/media/143927/download | Nasal Swab | RapidRona Self-Collection Kit | laboratories designated by Diversified Medical Healthcare and meet requirements to perform high complexity tests and that run the specimens collected from the RapidRona Self-Collection Kit on an in vitro diagnostic (IVD) molecular test that is indicated for use with the RapidRona Self-Collection Kit for collection of anterior nasal swabs when used consistent with its authorization | Specific CLIA Labs | RT-PCR | PacificDx Covid-19 Test | N1, N2, RNASE P | Yes | Yes
DxTerity Diagnostics, Inc | No | DxTerity SARS-CoV-2 RT PCR CE Test | Saliva | Ship to Lab | NAAT | Mailing Address/Internet Access/drop off sample | Determined by a healthcare provider to be appropriate | "when determined to be appropriate by a HCP" |  | N/A | Rx | Unsupervised | 18 years and older (under 18 with adult supervision) | Not Listed | https://www.fda.gov/media/141669/download | https://www.fda.gov/media/141666/download | Saliva | DxTerity COVID-19 Test Collection Kit | DxTerity Diagnostics, Inc. located at 19500 S. Rancho Way, Suite 116, Rancho Dominguez, CA 90220 | Specific CLIA Labs | RT-PCR/capillary electrophoresis | DxTerity SARS-CoV-2 RT PCR CE Test | N,E,Orf1ab, RNASE P | Yes | Yes
Empire City Laboratories | No | cobas SARS-CoV-2 | Anterior Nasal (Nares) Swab | Ship to Lab | NAAT | Mailing address/Internet access | Determined by a healthcare provider to be appropriate | "when determined to be appropriate by a healthcare provider based on the results of an online COVID-19 questionnaire" |  | N/A | Rx | Unsupervised | 18 years and older | Not Listed | https://www.fda.gov/media/151810/download | https://www.fda.gov/media/151813/download | Nasal Swab | ECL COVID-19 AT HOME COLLECTION KIT | Empire City Laboratories Inc., located at 229 49th Street, Brooklyn, NY 11220 | Specific CLIA Labs | RT-PCR | ECL COVID TEST SYSTEM |  | Yes | Yes
Empire City Laboratories | No | EURORealTime SARS-CoV-2 | Anterior Nasal (Nares) Swab | Ship to Lab | NAAT | Mailing address/Internet access | Determined by a healthcare provider to be appropriate | "suspected of COVID-19, when determined to be appropriate by a healthcare provider based on the results of an online COVID-19 questionnaire." |  | N/A | Rx | Unsupervised | 18 years and older | Not Listed | https://www.fda.gov/media/151805/download | https://www.fda.gov/media/151808/download | Nasal Swab | ECL COVID-19 AT HOME COLLECTION KIT | Empire City Laboratories Inc., located at 229 49th Street, Brooklyn, NY 11220 | Specific CLIA Labs | RT-PCR | ECL COVID TEST SYSTEM-1 |  | Yes | Yes
Everlywell, Inc. | No | Collection Kit | Anterior Nasal (Nares) Swab | Ship to Lab | NAAT | Mailing Address/Internet Access | Symptomatic or Asymptomatic | "in vitro diagnostic (IVD) molecular test that is indicated for use with the Everlywell COVID-19 Test Home Collection Kit DTC and the IVD is indicated for testing any individuals, including individuals without symptoms or other reasons to suspect COVID-19" |  | N/A | OTC | Unsupervised | 18 years and older (self-collected), 16 years and older (self-collected under adult supervision), or 2 years and older (collected with adult assistance) | Not Listed | https://www.fda.gov/media/145988/download | https://www.fda.gov/media/145986/download | Nasal Swab | N/A | Laboratories designated by Everlywell, Inc | Specific CLIA Labs | RT-PCR | Everlywell COVID-19 Test Home Collection Kit DTC | N/A | Yes | Yes
Everlywell, Inc. | No | Collection Kit | Anterior Nasal (Nares) Swab | Ship to Lab | NAAT | Mailing Address | Determined by a healthcare provider to be appropriate | "when determined to be appropriate by a healthcare provider and only for use in molecular diagnostic testing performed using an in vitro diagnostic (IVD) test for the detection of SARS-CoV-2 RNA that is indicated for use with the Everlywell COVID-19 Home Collection Kit" |  | N/A | Rx | Unsupervised | 18 years and older (self-collected), 16 years and older (self-collected under adult supervision), or 2 years and older (collected with adult assistance) | Not Listed | https://www.fda.gov/media/138146/download | https://www.fda.gov/media/138144/download | Nasal Swab | N/A | Laboratories designated by Everlywell, Inc | Specific CLIA Labs | RT-PCR | Everlywell COVID-19 Test Home Collection Kit | N/A | Yes | Yes
Exact Science Labs | No | SARS-CoV-2 (N gene detection) Test | Anterior Nasal (Nares) Swab | Ship to Lab | NAAT | Mailing Address/pick-up & drop-off sample | Determined by a healthcare provider to be appropriate | "when determined to be appropriate by a healthcare provider" |  | N/A | Rx | Unsupervised | 18 years and older (self-collected), 16 years and older (self-collected under adult supervision), or 2 years and older (collected with adult assistance) | Not Listed | https://www.fda.gov/media/138328/download | https://www.fda.gov/media/138327/download | Nasal Swab | Everlywell COVID-19 Test Home Collection Kit | Exact Sciences Laboratories, located at 650 Forward Drive, Madison, WI 53711 and 145 E. Badger Road Ste. 100, Madison, WI 53713 | Specific CLIA Labs | RT-PCR | SARS-CoV-2 (N gene detection) Test | N1 | Yes | Yes
Exact Sciences Laboratories | No | SARS-CoV-2 (N gene detection) Test | Anterior Nasal (Nares) Swab | Ship to Lab | NAAT | Mailing Address/pick-up & drop-off sample | Determined by a healthcare provider to be appropriate | "when determined to be appropriate by a healthcare provider" |  | N/A | Rx | Unsupervised | None Listed | Not Listed | https://www.fda.gov/media/138328/download | https://www.fda.gov/media/138327/download | Nasal Swab | Exact Sciences COVID-19 Nasal Swab Home-Collection Kit | Exact Sciences Laboratories, located at 650 Forward Drive, Madison, WI 53711 and 145 E. Badger Road Ste. 100, Madison, WI 53713 | Specific CLIA Labs | RT-PCR | SARS-CoV-2 (N gene detection) Test | N1 | Yes | Yes
Exact Sciences Laboratories | No | ThermoFisher TaqPath 1-Step RT- qPCR Master Mix and Applied Biosystems 7500 Fast Dx Real-Time PCR Instrument with SDS version 1.4.1 software | Anterior Nasal (Nares) Swab | Ship to Lab | NAAT | Mailing address | Determined by a healthcare provider to be appropriate | "determined to be appropriate by a healthcare provider" |  | N/A | Rx | Unsupervised | 18 years and older | Not Listed | https://www.fda.gov/media/150561/download | https://www.fda.gov/media/150558/download | Nasal Swab | Exact Sciences Nasal Swab Home Collection Kit | Exact Sciences Laboratories, located at 650 Forward Drive, Madison, WI 53711 and 145 E. Badger Road Ste. 100, Madison, WI 53713 | Specific CLIA Labs | RT-PCR | COVID-Flu Multiplex Assay | Nucleocapsid | Yes | Yes
Exact Sciences Laboratories | No | ThermoFisher TaqPath 1-Step RT- qPCR Master Mix and Applied Biosystems 7500 Fast Dx Real-Time PCR Instrument with SDS version 1.4.1 software | Anterior Nasal (Nares) Swab | Ship to Lab | NAAT | Mailing address | Suspected of COVID-19 | Assay- "when used consistent with its authorization" Collection Kit- "when suspected of respiratory viral infection consistent with COVID-19 by their healthcare provider" |  | N/A | Rx | Unsupervised | 18 years and older (self-collected), 16 years and older (self-collected under adult supervision), or 2 years and older (collected with adult assistance) | Not Listed | https://www.fda.gov/media/150561/download | https://www.fda.gov/media/150558/download | Nasal Swab | Everlywell COVID-19 & Flu Test Home Collection Kit | Exact Sciences Laboratories, located at 650 Forward Drive, Madison, WI 53711 and 145 E. Badger Road Ste. 100, Madison, WI 53713 | Specific CLIA Labs | RT-PCR | COVID-Flu Multiplex Assay | Nucleocapsid | Yes | Yes
Fluidigm Corporation | Yes | Advanta Dx SARS-CoV-2 RT-PCR Assay | Saliva | Ship to Lab | NAAT | Mailing Address/internet access | Suspected of COVID-19 | "individuals suspected of COVID-19 by their HCP" |  | N/A | Rx | Unsupervised/Supervised | None Listed | Not Listed | https://www.fda.gov/media/141541/download | https://www.fda.gov/media/141538/download | Saliva | AZOVA COVID-19 Test Collection Kit | CLIA approved labs that meet requirements to perform high complexity tests | Specific CLIA Labs | RT-PCR | Advanta Dx SARS-CoV-2 RT-PCR Assay | N1,N2, RNASE P | Yes | Yes
Fulgent Therapeutics | No | Fulgent COVID-19 by RT-PCR Test | Anterior Nasal (Nares) Swab | Ship to Lab | NAAT | Mailing Address/Internet or smartphone/data | Symptomatic or Asymptomatic | "by individuals, 18 years of age and older, including individuals without symptoms or other reasons to suspect COVID-19" |  | N/A | Rx | Unsupervised | 18 years and older | Not Listed | https://www.fda.gov/media/138150/download | https://www.fda.gov/media/138147/download | Nasal Swab | Picture COVID-19 Home Collection Kit | Laboratories designated by Fulgent Genetics | Specific CLIA Labs | RT-PCR | Fulgent COVID-19 by RT-PCR Test | N1, N2, RNASE P | Yes | No
Fulgent Therapeutics | No | Fulgent COVID-19 by RT-PCR Test | Anterior Nasal (Nares) Swab | Ship to Lab | NAAT | Mailing Address/Internet or smartphone/data | Determined by a healthcare provider to be appropriate | Assay- "when used consistent with its authorization" Collection Kit- "when determined to be appropriate by a healthcare provider" |  | N/A | Rx | Unsupervised | 18 years and older (self-collected), 16 years and older (self-collected under adult supervision), or 2 years and older (collected with adult assistance) | Not Listed | https://www.fda.gov/media/138150/download | https://www.fda.gov/media/138147/download | Nasal Swab | Everlywell COVID-19 Test Home Collection Kit | Laboratories designated by Fulgent Genetics | Specific CLIA Labs | RT-PCR | Fulgent COVID-19 by RT-PCR Test | N1, N2, RNASE P | Yes | No
Genetrack Biolabs, Inc. | No | Genetrack SARS-CoV-2 Molecular Assay | Anterior Nasal (Nares) Swab | Ship to Lab | NAAT | Mailing Address/Internet Access | Suspected of COVID-19 | "individuals suspected of COVID-19 when home collection is determined to be appropriate by their healthcare provider" |  | N/A | Rx | Unsupervised | None Listed | Not Listed | https://www.fda.gov/media/142482/download | https://www.fda.gov/media/142479/download | Nasal Swab | Vo’ COVID-19 Test Home Collection Kit | Genetrack Biolabs, Inc. laboratory located at 100 - 2806 Kingsway Vancouver BC V5R 5T5 Canada | Specific CLIA Labs | RT-qPCR | CDC 2019 IDT Assay | N1, N2, RNASE P | Yes | No
GetMyDNA | No | Collection Kit | Anterior Nasal (Nares) Swab | Ship to Lab | NAAT | Mailing address/internet access | Symptomatic or Asymptomatic | "sent for testing with an in vitro diagnostic (IVD) molecular test that is indicated for use with the GetMyDNA COVID-19 Test Home Collection Kit and the IVD is indicated for testing any individuals, including individuals without symptoms or other reasons to suspect COVID-19" |  | N/A | OTC | Unsupervised | 18 years and older | N/A | https://www.fda.gov/media/146542/download | https://www.fda.gov/media/146541/download | Nasal swab | N/A | Laboratories designated by GetMyDNA | Specific CLIA Labs | Molecular | GetMyDNA COVID-19 Test Home Collection Kit | N/A | Yes | Yes
Gravity Diagnostics, LLC | No | Thermo Fisher KingFisher Flex with software version 2.5 and the Hamilton Microlab STAR with software version 1.01 | Anterior Nasal (Nares) Swab | Ship to Lab | NAAT | Mailing Address/Internet Access | Determined by a healthcare provider to be appropriate | Assay- "when used consistent with its authorization" Collection Kit- "when determined to be appropriate by a healthcare provider" |  | N/A | OTC | Unsupervised | 18 years and older (self-collected), 16 years and older (self-collected under adult supervision), or 2 years and older (collected with adult assistance) | Not Listed | https://www.fda.gov/media/145980/download | https://www.fda.gov/media/145977/download | Nasal Swab | Everlywell COVID-19 Home Collection Kit | Gravity Diagnostics, LLC, located at 632 Russell Street, Covington, KY 41011 and 812 Russell Street, Covington, KY 41011 | Specific CLIA Labs | RT-PCR | TaqPath ThermoFisher | N, S, ORF1ab, RNaseP | Yes | No
Gravity Diagnostics, LLC | No | Thermo Fisher KingFisher Flex with software version 2.5 and the Hamilton Microlab STAR with software version 1.01 | Anterior Nasal (Nares) Swab | Ship to Lab | NAAT | Mailing Address/Internet Access | Symptomatic or Asymptomatic | Assay- "when used consistent with its authorization" Collection Kit- "any individuals, including individuals without symptoms or other reasons to suspect COVID-19" |  | N/A | OTC | Unsupervised | 18 years and older | Not Listed | https://www.fda.gov/media/145980/download | https://www.fda.gov/media/145977/download | Nasal Swab | GetMyDNA COVID-19 Home Collection Kit | Gravity Diagnostics, LLC, located at 632 Russell Street, Covington, KY 41011 and 812 Russell Street, Covington, KY 41011 | Specific CLIA Labs | RT-PCR | TaqPath ThermoFisher | N, S, ORF1ab, RNaseP | Yes | No
Gravity Diagnostics, LLC | No | Thermo Fisher KingFisher Flex with software version 2.5 and the Hamilton Microlab STAR with software version 1.01 | Anterior Nasal (Nares) Swab | Ship to Lab | NAAT | Mailing Address/Internet Access | Symptomatic or Asymptomatic | Assay- "when used consistent with its authorization" Collection Kit- "any individuals, including individuals without symptoms or other reasons to suspect COVID-19" |  | N/A | OTC | Unsupervised | 16 years and older | Not Listed | https://www.fda.gov/media/145980/download | https://www.fda.gov/media/145977/download | Nasal Swab | Kroger Health COVID-19 Home Collection Kit | Gravity Diagnostics, LLC, located at 632 Russell Street, Covington, KY 41011 and 812 Russell Street, Covington, KY 41011 | Specific CLIA Labs | RT-PCR | TaqPath ThermoFisher | N, S, ORF1ab, RNaseP | Yes | No
Gravity Diagnostics, LLC | No | Thermo Fisher KingFisher Flex with software version 2.5 and the Hamilton Microlab STAR with software version 1.01 | Anterior Nasal (Nares) Swab | Ship to Lab | NAAT | Mailing Address/Internet Access | Determined by a healthcare provider to be appropriate | Assay- "when used consistent with their respective authorizations" Collection Kit- "when determined to be appropriate by a healthcare provider" |  | N/A | Rx | Supervised | 18 years and older (self-collected), 16 years and older (self-collected under adult supervision), or 2 years and older (collected with adult assistance) | Not Listed | https://www.fda.gov/media/143935/download | https://www.fda.gov/media/143932/download | Nasal Swab | Everlywell COVID-19 Test Home Collection Kit | Gravity Diagnostics, LLC, located at 632 Russell Street, Covington, KY 41011 and 812 Russell Street, Covington, KY 41011 | Specific CLIA Labs | RT-PCR | TaqPath ThermoFisher | N, S, ORF1ab, RNaseP | Yes | Yes
Gravity Diagnostics, LLC | No | Thermo Fisher KingFisher Flex with software version 2.5 and the Hamilton Microlab STAR with software version 1.01 | Anterior Nasal (Nares) Swab | Ship to Lab | NAAT | Mailing Address/Internet Access | Determined by a healthcare provider to be appropriate | Assay- "when used consistent with their respective authorizations" Collection Kit- "when determined to be appropriate by a healthcare provider" |  | N/A | Rx | Supervised | 18 years and older | Not Listed | https://www.fda.gov/media/143935/download | https://www.fda.gov/media/151518/download | Nasal Swab | Kwokman Diagnostics COVID-19 Home Collection Kit | Gravity Diagnostics, LLC, located at 632 Russell Street, Covington, KY 41011 and 812 Russell Street, Covington, KY 41011 | Specific CLIA Labs | RT-PCR | TaqPath ThermoFisher | N, S, ORF1ab, RNaseP | Yes | Yes
Gravity Diagnostics, LLC | No | Thermo Fisher KingFisher Flex with software version 2.5 and the Hamilton Microlab STAR with software version 1.01 | Saliva | Ship to Lab | NAAT | Mailing Address/Internet Access | Symptomatic | "individuals suspected of COVID-19 by an HCP due to symptoms" |  | N/A | Rx | Supervised | None Listed | Not Listed | https://www.fda.gov/media/143935/download | https://www.fda.gov/media/143932/download | Saliva | SDN-100 Saliva collection Device | Gravity Diagnostics, LLC, located at 632 Russell Street, Covington, KY 41011 and 812 Russell Street, Covington, KY 41011 | Specific CLIA Labs | RT-PCR | TaqPath ThermoFisher | N, S, ORF1ab, RNaseP | Yes | No
Harvard University Clinical Laboratory (HUCL) | No | Quaeris SARS-CoV-2 Assay | Anterior Nasal (Nares) Swab | Ship to Lab | NAAT | Mailing address | Suspected of COVID-19 | "suspected of COVID-19 when determined to be appropriate by a healthcare provider" |  | N/A | Rx | Supervised/Unsupervised | 18 years and older | Not Listed | https://www.fda.gov/media/149445/download | https://www.fda.gov/media/149442/download | Nasal Swab | COVID-19 Self-Swab Collection Kit for Harvard University Clinical Laboratory (HUCL) | Harvard University Clinical Laboratory (HUCL), located at B139 Northwest Laboratories, 52 Oxford Street, Cambridge MA 02138 | Specific CLIA Labs | RT-PCR | Quaeris SARS-CoV-2 Assay | N1,RdRP,RNASE P | No | Yes
Helix OpCo LLC |  | Helix SARS-CoV-2 Test | Anterior Nasal (Nares) Swab | Ship to Lab | NAAT | Mailing Address/Internet Access/Drop Off Sample/Text Messaging | Suspected of COVID-19 | "individuals 18 years or older who are suspected of COVID-19 by a healthcare provider." |  | N/A | Rx | Unsupervised | 18 years and older | Not Listed | https://www.fda.gov/media/156998/download | https://www.fda.gov/media/156995/download | Nasal Swab | Helix COVID-19 Self-Collection Kit | Helix laboratories located at 6925 Lusk Blvd., San Diego, CA 92121 and 9875 Towne Centre Dr., San Diego, CA 92121 | Specific CLIA Labs | RT-PCR | Helix SARS-CoV-2 Test | N,S,RNASE P | Yes | Yes
Helix OpCo LLC | Yes | Helix COVID-19 Test | Anterior Nasal (Nares) Swab | Ship to Lab | NAAT | Mailing Address/Internet Access/Drop Off Sample | Symptomatic or Asymptomatic | "self collected anterior nasal swab specimens (supervised collected in transport media or unsupervised collected in saline in a community-based distribution setting) from any individual, including individuals without symptoms or other reasons to suspect COVID-19 using the Helix Self Collection Kit when directly ordered and provided by a HCP" |  | N/A | Rx | Supervised/Unsupervised | None Listed | Not Listed | https://www.fda.gov/media/140420/download | https://www.fda.gov/media/140422/download | Nasal Swab | Helix Self-Collection Kit | Helix Laboratory located at 9875 Towne Centre Dr San Diego, CA 92121 | Specific CLIA Labs | RT-PCR | Helix COVID-19 Test | N,S,RNASE P | Yes | Yes
Infinity BiologiX LLC | No | Infinity BiologiX TaqPath SARS-CoV-2 Assay | Saliva | Ship to Lab | NAAT | Mailing Address/Internet Access/Drop Off Sample | Determined by a healthcare provider to be appropriate | "When determined to be appropriate by a healthcare provider, this test is also for use with saliva specimens that are self-collected at home" |  | N/A | Rx | Unsupervised | None Listed | Not Listed | https://www.fda.gov/media/137776/download | https://www.fda.gov/media/137773/download | Saliva | IBX Saliva Collection Kit | Infinity BiologiX LLC laboratories | Specific CLIA Labs | RT-PCR | Infinity BiologiX TaqPath SARS-CoV-2 Assay | ORF1ab, S, N | Yes | Yes
Infinity BiologiX LLC | No | Infinity BiologiX TaqPath SARS-CoV-2 Assay | Saliva | Ship to Lab | NAAT | Mailing Address/Internet Access | Determined by a healthcare provider to be appropriate | "When determined to be appropriate by a healthcare provider collected in a healthcare setting by individuals" |  | N/A | Rx | Supervised | None Listed | Not Listed | https://www.fda.gov/media/137776/download | https://www.fda.gov/media/137773/download | Saliva | Spectrum Solutions SDNA-1000 Saliva Collection Device | Infinity BiologiX LLC laboratories | Specific CLIA Labs | RT-PCR | Infinity BiologiX TaqPath SARS-CoV-2 Assay | ORF1ab, S, N | Yes | Yes
Kaiser Permanente Mid-Atlantic States | No | KPMAS COVID-19 Test | Anterior Nasal (Nares) Swab | Ship to Lab | NAAT | Mailing Address/ Internet Access/Established with KPMAS health system | Symptomatic or Asymptomatic | "any individuals ... including individuals without symptoms or other reasons to suspect COVID-19" |  | N/A | Rx | Supervised/Telehealth | 18 years and older (self-collected), 14 years and older (self-collected under adult supervision), or 2 years and older (collected with adult assistance) | Not Listed | https://www.fda.gov/media/139067/download | https://www.fda.gov/media/139066/download | Nasal Swab | KPMAS COVID-19 Self-Collection Kit | Laboratories designated by Kaiser Permanente Mid-Atlantic States and meet requirements to perform high complexity tests | Specific CLIA Labs | RT-PCR | KPMAS COVID-19 Test | N1,MS2,Orf1AB,S | Yes | Yes
Kwokman Diagnostics, LLC | No | Collection Kit | Anterior Nasal (Nares) Swab | Ship to Lab | NAAT (any in vitro diagnostic molecular test compatible with collection kit) | mailing address/email address | Determined by a healthcare provider to be appropriate | "when determined to be appropriate by a healthcare provider and only for use in molecular diagnostic testing performed using an in vitro diagnostic (IVD) test for the detection of SARS-CoV-2 RNA that is indicated for use with the Kwokman Diagnostics COVID-19 Home Collection Kit" |  | N/A | Rx | Unsupervised | 18 years and older | N/A | https://www.fda.gov/media/151520/download | https://www.fda.gov/media/151518/download | Nasal Swab | N/A | Laboratories designated by Kwokman Diagnostics, LLC | Specific CLIA Labs | IVD/Molecular | Kwokman Diagnostics COVID-19 Home Collection Kit | N/A | Yes | Yes
Laboratory Corporation of America (Labcorp) | No | Labcorp SARS-CoV-2 & Influenza A/B Assay | Anterior Nasal (Nares) Swab | Ship to Lab | NAAT | mailing address/internet access/FedEx drop-off | Determined by a healthcare provider to be appropriate | "individuals suspected of respiratory viral infection consistent with COVID-19 by a healthcare provider" "when ordered directly by an HCP" |  | N/A | Rx | Unsupervised | 18 years and older (self-collected), 14 years and older (self-collected under adultsupervision), or 2 years and older (collected with adult assistance) | N/A | https://www.fda.gov/media/152740/download | https://www.fda.gov/media/152743/download | Nasal Swab | Labcorp COVID-19 + Flu Test Home Collection Kit or Pixel by Labcorp COVID-19 + Flu Test Home Collection Kit | Center for Esoteric Testing, Burlington, NC, or other laboratories designated by Labcorp | Specific CLIA Labs | RT-qPCR | Labcorp SARS-CoV-2 & Influenza A/B Assay | ORF1ab,E(COVID)/M1 and M2(influenza A)/NEP and NS1(influenza B) | Yes | Yes
Laboratory Corporation of America (Labcorp) | No | Roche MagNA Pure-96 (MP96) and Applied Biosystems QuantStudio7 Flex (QS7) instrument with software version 1.3 | Anterior Nasal (Nares) Swab | Ship to Lab | NAAT | mailing address/internet access | Symptomatic or Asymptomatic | "any individual, including individuals without symptoms or other reasons to suspect COVID19" "when ordered directly by an HCP" |  | N/A | Rx | Unsupervised | 18 years and older (self-collected), 14 years and older (self-collected under adult supervision), or 2 years and older (collected with adult assistance) | Not Listed | https://www.fda.gov/media/136151/download | https://www.fda.gov/media/136148/download | Nasal Swab | Labcorp At Home COVID-19 Test Home Collection Kit or Pixel by LabCorp COVID-19 Test Home Collection Kit | Center for Esoteric Testing in Burlington, NC or other laboratories designated by Labcorp | Specific CLIA Labs | RT-PCR | COVID-19 RT-PCR Test | N1,N2, RNASE P | Yes | Yes
Laboratory Corporation of America (Labcorp) | No | Collection Kit | Anterior Nasal (Nares) Swab | Ship to Lab | NAAT | Mailing Address/Internet or Smartphone /Data/Drive-through | Symptomatic or Asymptomatic | "any individual ... including individuals without symptoms or other reasons to suspect COVID-19, for testing with Labcorp’s COVID-19 RT-PCR Test" |  | N/A | OTC | Unsupervised | 18 years and older (self-collected), 14 years and older (self-collected under adult supervision), or 2 years and older (collected with adult assistance) | N/A | https://www.fda.gov/media/144336/download | https://www.fda.gov/media/144333/download | Nasal Swab | N/A | Center for Esoteric Testing in Burlington, NC or other laboratories designated by Labcorp | Specific CLIA Labs | RT-PCR | Pixel by Labcorp COVID-19 Test Home Collection Kit | N, RNASE P | Yes | Yes
LetsGetChecked, Inc. | No | LetsGetChecked Coronavirus (COVID-19) Test | Anterior Nasal (Nares) Swab | Ship to Lab | NAAT | Mailing Address/Internet Access | Symptomatic or Asymptomatic | "any individuals ... including individuals without symptoms or other reasons to suspect COVID-19." "pooled samples containing up to 5 anterior nasal swab specimens per pool that were collected in individual vials containing transport media using the LetsGetChecked Coronavirus (COVID-19) Home Collection Kit from any individual (age 2 years and older), including individuals without symptoms or other reasons to suspect COVID-19. " |  | N/A | Rx | Unsupervised | 18 years and older (self-collected), 12 years and older (self-collected under adult supervision), or 2 years and older (collected with adult assistance) | Not Listed | https://www.fda.gov/media/138406/download | https://www.fda.gov/media/138405/download | Nasal Swab | LetsGetChecked Coronavirus (COVID-19) Home Collection Kit | LetsGetChecked, Inc. laboratory (PrivaPath Labs d.b.a. LetsGetChecked Labs) or laboratories designated by LetsGetChecked, Inc. | Specific CLIA Labs | ELISA/TMA | Hologic Aptima SARS-CoV-2 Assay (Panther System) | N/A | Yes | Yes
Life Sciences Testing Center | No | Life Sciences Testing Center COVID-19 Test | Anterior Nasal (Nares) Swab | Ship to Lab | NAAT | mailing address | Suspected of COVID-19 | "suspected of COVID-19 by their healthcare provider" |  | N/A | Rx | Unsupervised | 18 years and older | Not Listed | https://www.fda.gov/media/152414/download | https://www.fda.gov/media/152411/download | Nasal Swab | Life Sciences Testing Center COVID-19 Home Collection Kit | Life Sciences Testing Center, located at 147 S Bedford St., Burlington, MA, 01803 | Specific CLIA Labs | RT-PCR | Life Sciences Testing Center COVID-19 Test | ORF1ab,S | Yes | Yes
LMSI, LLC (d/b/a Lighthouse Lab Services) | No | CovidNow SARS-CoV-2 Assay | Anterior Nasal (Nares) Swab | Ship to Lab | NAAT | mailing address, internet access | Suspected of COVID-19 | "when suspected of COVID-19 and determined to be appropriate by a healthcare provider" |  | N/A | Rx | Unsupervised | 18 years and older | Not Listed | https://www.fda.gov/media/153175/download | https://www.fda.gov/media/153172/download | Nasal Swab | CovidNow Collection Kit | Laboratories designated by Lighthouse Lab Services | Specific CLIA Labs | RT-qPCR | CovidNow SARS-CoV-2 Assay | N | Yes | Yes
P23 Labs, LLC | No | P23 Labs TaqPath SARS-CoV-2 Assay | Anterior Nasal (Nares) Swab | Ship to Lab | NAAT | Internet or Smartphone/Data | Determined by a healthcare provider to be appropriate | Assay- "when used consistent with its authorization" Collection Kit- "when determined to be appropriate by an HCP" |  | N/A | Rx | Unsupervised | 18 years and older (self-collected), 16 years and older (self-collected under adult supervision), or 2 years and older (collected with adult assistance) | Not Listed | https://www.fda.gov/media/138297/download | https://www.fda.gov/media/138295/download | Nasal Swab | Everlywell COVID-19 Test Home Collection Kit | Laboratories designated by P23 Labs, LLC (P23) | Specific CLIA Labs | RT-PCR | P23 Labs TaqPath SARS-CoV-2 Assay | ORF1ab, S, N | Yes | Yes
P23 Labs, LLC | No | P23 Labs TaqPath SARS-CoV-2 Assay | Anterior Nasal (Nares) Swab | Ship to Lab | NAAT | Internet or Smartphone/Data | Suspected of COVID-19 | Assay- "when used consistent with its authorization" Collection Kit- "when suspected of COVID-19 by a healthcare provider" |  | N/A | Rx | Unsupervised | 18 years and older (self-collected), 14 years and older (self-collected under adult supervision), or 5 years and older (collected with adult assistance) | Not Listed | https://www.fda.gov/media/138297/download | https://www.fda.gov/media/138295/download | Nasal Swab | binx health At-home Nasal Swab COVID-19 Sample Collection Kit | Laboratories designated by P23 Labs, LLC (P23) | Specific CLIA Labs | RT-PCR | P23 Labs TaqPath SARS-CoV-2 Assay | ORF1ab, S, N | Yes | Yes
P23 Labs, LLC | No | P23 Labs TaqPath SARS-CoV-2 Assay | Saliva | Ship to Lab | NAAT | Internet or Smartphone/Data | Determined by a healthcare provider to be appropriate | "when determined to be appropriate by an HCP" |  | N/A | Rx | Supervised/Unsupervised | not listed | Not Listed | https://www.fda.gov/media/138297/download | https://www.fda.gov/media/138295/download | Saliva | P23 At-Home COVID-19 Test Collection Kit | Laboratories designated by P23 Labs, LLC (P23) | Specific CLIA Labs | RT-PCR | P23 Labs TaqPath SARS-CoV-2 Assay | ORF1ab, S, N | Yes | Yes
PerkinElmer Genomics | No | PerkinElmer SARS-CoV-2 RT-qPCR Reagent Kit | Anterior Nasal (Nares) Swab | Ship to Lab | NAAT | mailing address/internet access | Determined by a healthcare provider to be appropriate | Assay- "when used consistent with its authorization" Collection Kit- "when determined to be appropriate by an HCP" |  | N/A | Rx | Unsupervised | 18 years and older (self-collected), 16 years and older (self-collected under adult supervision), or 2 years and older (collected with adult assistance) | Not Listed | https://www.fda.gov/media/147547/download | https://www.fda.gov/media/147544/download | Nasal Swab | Everlywell COVID-19 Test Home Collection Kit | PerkinElmer Genomics, 250 Industry Drive, Pittsburgh, PA (PKIG) | Specific CLIA Labs | RT-PCR | PerkinElmer SARS-CoV-2 RT-qPCR Reagent Kit | N, Orf1ab | Yes | Yes
Phosphorus Diagnostics LLC | No | Phosphorus COVID-19 RT-qPCR Test | Saliva | Ship to Lab | NAAT | Mailing Address/Internet or smartphone/data | Determined by a healthcare provider to be appropriate | "any individuals 18 years or older, including from individuals without symptoms or other reasons to suspect COVID-19, when determined to be appropriate by a healthcare provider" |  | N/A | Rx | Supervised/Unsupervised | 18 years and older | Not Listed | https://www.fda.gov/media/138654/download | https://www.fda.gov/media/138652/download | Saliva | Pinpoint by Phosphorus COVID-19 Test Home Collection Kit | Laboratories designated by Phosphorus Diagnostics LLC | Specific CLIA Labs | RT-PCR | Phosphorus COVID-19 RT-qPCR Test | N1, N2, RNASE P | Yes | Yes
Premier Medical Laboratory Services |  | PMLS SARS-CoV-2 Assay | Anterior Nasal (Nares) Swab | Ship to Lab | NAAT | Mailing address | Determined by a healthcare provider to be appropriate | "by any individual ... including individuals without symptoms or other reasons to suspect COVID-19, when determined to appropriate by a healthcare provider" |  | N/A | Rx | Unsupervised | 18 years or older (self-collected), 14 years and older (self-collected under adult supervision), or 2 years and older (collected with adult assistance) | Not Listed | https://www.fda.gov/media/155320/download | https://www.fda.gov/media/155317/download | Nasal Swab | INeedaCOVID19Test.com Self Collection Kit | Premier Medical Laboratory Services, 6000A1 Pelham Rd, Greenville, SC 29615 | Specific CLIA Labs | RT-PCR | PMLS SARS-CoV-2 Assay | N1, N2, RNASE P | Yes | Yes
QDx Pathology Services | No | QDX SARS-CoV-2 Assay | Anterior Nasal (Nares) Swab | Ship to Lab | NAAT | Mailing Address/Internet Access | Suspected of COVID-19 | "individuals suspected of COVID-19 when home collection is determined to be appropriate by a healthcare provider" |  | N/A | Rx | Unsupervised | 18 years and older | Not Listed | https://www.fda.gov/media/141545/download | https://www.fda.gov/media/141542/download | Nasal Swab | Qdetect home collection kit, or other authorized home-collection kit specified in this EUA’s authorized labeling | QDx Pathology Services located at 46 Jackson Drive, Cranford, NJ 07016 | Specific CLIA Labs | RT-PCR | QDX SARS-CoV-2 Assay | N1, N2, RNASE P | Yes | Yes
Quest Diagnostics Nichols Institute (“Quest Diagnostics”) |  | Collection Kit | Anterior Nasal (Nares) Swab | Ship to Lab | NAAT | Mailing Address/FedEx Drop-Off Location/Internet Access/Telephone Access | Symptomatic or Asymptomatic | "anterior nasal swab (nasal) specimen at home (which includes in a community-based setting), that is sent for testing with an in vitro diagnostic (IVD) molecular test that is indicated for use with the Quest COVID-19 PCR Test Home Collection Kit, and the IVD is indicated for testing any individuals, including individuals without symptoms or other reasons to suspect COVID-19" |  | N/A | OTC (DTC) | Unsupervised | 18 years and older (self-collected), 16 years and older (self- collected under adult supervision), or 2 years and older (collected with adult assistance) | Not Listed | https://www.fda.gov/media/157088/download | https://www.fda.gov/media/157086/download | Nasal Swab | N/A | Testing is limited to laboratories designated by Quest Diagnostics | Specific CLIA Labs | RT-PCR | Quest COVID-19 PCR Test Home Collection Kit | N/A | Yes | Yes
Quest Diagnostics Nichols Institute (“Quest Diagnostics”) |  | Quest COVID-19 PCR DTC | Anterior Nasal (Nares) Swab | Ship to Lab | NAAT | Mailing Address/FedEx Drop-Off Location/Internet Access/Telephone Access | Symptomatic or Asymptomatic | "collected using the Quest COVID-19 PCR Test Home Collection Kit when used consistent with its authorization by any individual, including individuals without symptoms or other reasons to suspect COVID-19." OR "pooled samples containing up to four individual anterior nasal swab specimens collected using the Quest COVID-19 PCR Test Home Collection Kit when used consistent with its authorization by any individual, including individuals without symptoms or other reasons to suspect COVID-19." |  | N/A | OTC (DTC) | Unsupervised | 18 years and older (self-collected), 16 years and older (self- collected under adult supervision), or 2 years and older (collected with adult assistance) | Not listed | https://www.fda.gov/media/157092/download | https://www.fda.gov/media/157097/download | Nasal Swab | Quest COVID-19 PCR Test Home Collection Kit | Testing is limited to laboratories designated by Quest Diagnostics | Specific CLIA Labs | RT-PCR | Quest COVID-19 PCR DTC | ORF1ab, E, RNase P | Yes | Yes
Quest Diagnostics Nichols Institute (“Quest Diagnostics”) |  | Quest PF COVID-19 PCR DTC | Anterior Nasal (Nares) Swab | Ship to Lab | NAAT | Mailing Address/FedEx Drop-Off Location/Internet Access/Telephone Access | Symptomatic or Asymptomatic | "collected using the Quest COVID-19 PCR Test Home Collection Kit when used consistent with its authorization by any individual, including individuals without symptoms or other reasons to suspect COVID-19." OR "pooled samples containing up to five individual anterior nasal swab specimens collected using the Quest COVID-19 PCR Test Home Collection Kit when used consistent with its authorization by any individual, including individuals without symptoms or other reasons to suspect COVID-19." |  | N/A | OTC (DTC) | Unsupervised | 18 years and older (self-collected), 16 years and older (self- collected under adult supervision), or 2 years and older (collected with adult assistance) | Not listed | https://www.fda.gov/media/157096/download | https://www.fda.gov/media/157093/download | Nasal Swab | Quest COVID-19 PCR Test Home Collection Kit | Testing is limited to laboratories designated by Quest Diagnostics | Specific CLIA Labs | RT-PCR | Quest PF COVID-19 PCR DTC | ORF1ab, RNase P | Yes | Yes
Quest Diagnostics Nichols Institute (“Quest Diagnostics”) |  | Quest RC COVID-19 PCR DTC | Anterior Nasal (Nares) Swab | Ship to Lab | NAAT | Mailing Address/FedEx Drop-Off Location/Internet Access/Telephone Access | Symptomatic or Asymptomatic | "collected using the Quest COVID-19 PCR Test Home Collection Kit when used consistent with its authorization by any individual, including individuals without symptoms or other reasons to suspect COVID-19." OR "pooled samples containing up to six individual anterior nasal swab specimens collected using the Quest COVID-19 PCR Test Home Collection Kit when used consistent with its authorization by any individual, including individuals without symptoms or other reasons to suspect COVID-19." |  | N/A | OTC (DTC) | Unsupervised | 18 years and older (self-collected), 16 years and older (self- collected under adult supervision), or 2 years and older (collected with adult assistance) | Not listed | https://www.fda.gov/media/157101/download | https://www.fda.gov/media/157089/download | Nasal Swab | Quest COVID-19 PCR Test Home Collection Kit | Testing is limited to laboratories designated by Quest Diagnostics | Specific CLIA Labs | RT-PCR | Quest RC COVID-19 PCR DTC | N1, N3, RNASE P | Yes | Yes
Quest Diagnostics Infectious Disease, Inc. (“Quest Diagnostics”) | No | Collection Kit | Anterior Nasal (Nares) Swab | Ship to Lab | IVD Molecular | Mailing Address/Drop-Off Location/Internet Access | Determined by a healthcare provider to be appropriate | "when determined to be appropriate by a healthcare provider, and is intended to be delivered individually or as part of a testing program supported by an entity designated by Quest Diagnostics" |  | N/A | Rx | Unsupervised | 18 years or older (self-collected), 16 years and older (selfcollected under adult supervision), or 2 years and older (collected with adult assistance) | Not Listed | https://www.fda.gov/media/152972/download | https://www.fda.gov/media/152974/download | Nasal Swab | N/A | Laboratories designated by Quest Diagnostics | Specific CLIA Labs | IVD Molecular | Quest Diagnostics Collection Kit for COVID-19 | N/A | Yes | Yes
Quest Diagnostics Infectious Disease, Inc. (“Quest Diagnostics”) | No | Quest Diagnostics RC COVID-19 +Flu RT-PCR | Anterior Nasal (Nares) Swab | Ship to Lab | NAAT | Mailing Address/Internet Access | Suspected of COVID-19 | "individuals suspected of respiratory viral infection consistent with COVID-19 when home collection is determined to be appropriate by a healthcare provider" |  | N/A | Rx | Unsupervised | None Listed | Not Listed | https://www.fda.gov/media/144177/download | https://www.fda.gov/media/144180/download | Nasal Swab | Quest Diagnostics Self-Collection Kit for COVID-19 +Flu | Laboratories designated by Quest Diagnostics | Specific CLIA Labs | RT-PCR | Quest Diagnostics RC COVID-19 +Flu RT-PCR | N,E,RNASE P, | Yes | Yes
Quest Diagnostics Infectious Disease, Inc. (“Quest Diagnostics”) | No | Quest Diagnostics RC SARS-CoV-2 Assay | Anterior Nasal (Nares) Swab | Ship to Lab | NAAT | Mailing Address/Internet Access | Suspected of COVID-19 | "individuals suspected of COVID-19 when home collection is determined to be appropriate by a healthcare provider" |  | N/A | Rx | Unsupervised | None Listed | Not Listed | https://www.fda.gov/media/140234/download | https://www.fda.gov/media/140231/download | Nasal Swab | Quest Diagnostics Self-Collection Kit for COVID-19, or other authorized home-collection kit | Laboratories designated by Quest Diagnostics | Specific CLIA Labs | RT-PCR | Quest Diagnostics RC SARS-CoV-2 Assay | N,E,RNASE P, | Yes | Yes
Quest Diagnostics Infectious Disease, Inc. (“Quest Diagnostics”) | No | SARS-CoV-2 RNA, Qualitative Real-Time RT-PCR | Anterior Nasal (Nares) Swab | Ship to Lab | NAAT | Mailing Address/Internet Access | Determined by a healthcare provider to be appropriate | Assay- "when used consistent with its authorization" Collection Kit- "when determined to be appropriate by a healthcare provider" |  | N/A | Rx | Unsupervised | 18 years or older (self-collected), 16 years and older (selfcollected under adult supervision), or 2 years and older (collected with adult assistance) | Not Listed | https://www.fda.gov/media/136231/download | https://www.fda.gov/media/136228/download | Nasal Swab | Quest Diagnostics Collection Kit for COVID-19 | Laboratories designated by Quest Diagnostics | Specific CLIA Labs | RT-PCR | SARS-CoV-2 RNA, Qualitative Real-Time RT-PCR | N1,N3 | Yes | Yes
Quest Diagnostics Infectious Disease, Inc. (“Quest Diagnostics”) | No | Quest Diagnostics PF SARS-CoV-2 Assay | Anterior Nasal (Nares) Swab | Ship to Lab | NAAT | Mailing Address/Internet Access | Determined by a healthcare provider to be appropriate | Assay- "when used consistent with its authorization" Collection Kit- "when determined to be appropriate by a healthcare provider" |  | N/A | Rx | Unsupervised | 18 years or older (self-collected), 16 years and older (selfcollected under adult supervision), or 2 years and older (collected with adult assistance) | Not Listed | https://www.fda.gov/media/140229/download | https://www.fda.gov/media/140226/download | Nasal Swab | Quest Diagnostics Collection Kit for COVID-19 | Laboratories designated by Quest Diagnostics | Specific CLIA Labs | RT-PCR | Quest Diagnostics PF SARS-CoV-2 Assay | N1, N3, RNASE P | Yes | Yes
Quest Diagnostics Infectious Disease, Inc. (“Quest Diagnostics”) | No | Quest Diagnostics HA SARS-CoV-2 Assay | Anterior Nasal (Nares) Swab | Ship to Lab | NAAT | Mailing Address/Internet or Smartphone /data/Drive-through | Determined by a healthcare provider to be appropriate | Assay- "when used consistent with its authorization" Collection Kit- "when determined to be appropriate by a healthcare provider" |  | N/A | Rx | Unsupervised | 18 years or older (self-collected), 16 years and older (selfcollected under adult supervision), or 2 years and older (collected with adult assistance) | Not Listed | https://www.fda.gov/media/140239/download | https://www.fda.gov/media/140236/download | Nasal Swab | Quest Diagnostics Collection Kit for COVID-19 | Laboratories designated by Quest Diagnostics | Specific CLIA Labs | RT-PCR | Quest Diagnostics HA SARS-CoV-2 Assay | N1, N3, RNASE P | Yes | Yes
RCA Laboratory Services LLC dba GENETWORx | No | GENETWORx Covid-19 Nasal Swab Test | Nasal Swab Specimens | Ship to Lab | NAAT | Mailing Address | Suspected of COVID-19 | "suspected of COVID-19, when determined to be appropriate by a healthcare provider" |  | N/A | Rx | Unsupervised | 18 years and older | Not Listed | https://www.fda.gov/media/144553/download | https://www.fda.gov/media/144550/download | Nasal Swab | GENETWORx Covid-19 Nasal Swab Test Kit | RCA Laboratory Services LLC located at 4060 Innslake Drive, Glen Allen, VA 23060 and Testing Centers of America LLC located at 411 Swedeland Road, King of Prussia, PA 19406 | Specific CLIA Labs | RT-PCR | GENETWORx Covid-19 Nasal Swab Test | SARS-CoV-2 RNA, RNASe P | Yes | Yes
ResearchDx, Inc., DBA Pacific Diagnostics | No | GENETWORx Covid-19 Nasal Swab Test | Nasal Swab Specimens | Ship to Lab | NAAT | Mailing Address/Internet Access | Determined by a healthcare provider to be appropriate | "when determined to be appropriate by an HCP based on results of a COVID-19 medical questionnaire" |  | N/A | Rx | Unsupervised | 18 years and older | Not Listed | https://www.fda.gov/media/144558/download | https://www.fda.gov/media/144555/download | Nasal Swab | RapidRona SelfCollection Kit | Pacific Diagnostics located at 5 Mason Drive, Irvine, CA 92618 | Specific CLIA Labs | RT-PCR | PacificDx Covid-19 Test | N1, N2, RNASE P | Yes | Yes
Stanford Health Care Clinical Virology Laboratory | No | SARS-CoV-2 RT-PCR Assay | Nasal Swab Specimens | Ship to Lab | NAAT | Mailing Address/Internet Access | Suspected of COVID-19 | "from individuals (18 years of age and older) suspected of COVID-19 by their healthcare provider" |  | N/A | Rx | Unsupervised | 18 years and older | Not Listed | https://www.fda.gov/media/136818/download | https://www.fda.gov/media/136817/download | Nasal Swab | Vera COVID19 Test Unsupervised Collection Kit | Stanford Health Care Clinical Virology Laboratory, located at 3375 Hillview Avenue, Palo Alto, CA | Specific CLIA Labs | RT-PCR | SARS-CoV-2 RT-PCR Assay | E, RNASE P | No | Yes
STS Lab Holdco (a subsidiary of Amazon.com Services LLC) | No | Amazon Real-Time RT-PCR DTC Test for Detecting SARS-CoV-2 | Anterior Nasal (Nares) Swab | Ship to Lab | NAAT | Mailing address/Internet access | Symptomatic or Asymptomatic | "any individual... including individuals without symptoms or other reasons to suspect COVID-19" "pooled samples containing up to five individual... specimens per pool that are collected in individual vials containing transport medium by any individual... including individuals without symptoms or other reasons to suspect COVID-19" |  | N/A | OTC | Unsupervised | 18 years and older (unsupervised), 14-17 years (adult supervision), 2-13 years (adult collection) | Not listed | https://www.fda.gov/media/149923/download | https://www.fda.gov/media/149920/download | Nasal Swab | Amazon COVID-19 Test Collection Kit DTC | Laboratories designated by STS Lab Holdco (a subsidiary of Amazon.com Services LLC) | Specific CLIA Labs | RT-PCR | Amazon Real-Time RT-PCR DTC Test for Detecting SARS-CoV-2 | ORF1ab | Yes | Yes
STS Lab Holdco (a subsidiary of Amazon.com Services LLC) | No | Amazon Real-Time RT-PCR Test for Detecting SARS-CoV-2 | Anterior Nasal (Nares) Swab | Ship to Lab | NAAT | mailing address/internet access | Symptomatic or Asymptomatic | "any individuals (18 years of age or older), including individuals without symptoms or other reasons to suspect COVID-19" |  | N/A | Rx | Supervised/Unsupervised | 18 years and older | Not Listed | https://www.fda.gov/media/147053/download | https://www.fda.gov/media/147050/download | Nasal Swab | Amazon COVID-19 Collection Kit, Amazon OnSite COVID-19 Test Collection Kit, or Amazon COVID-19 Test Collection Kit | Laboratories designated by STS Lab Holdco (a subsidiary of Amazon.com Services LLC) | Specific CLIA Labs | RT-PCR | Amazon Real-Time RT-PCR Test for Detecting SARS-CoV-2 | ORF1ab, S, N | No | Yes
Symbiotica, Inc. | No | COVID-19 Self-Collected Antibody Test System | Dried Blood Spot (DBS) Specimens | Ship to Lab | Antibody | mailing address/internet access | Determined by a healthcare provider to be appropriate | "when determined to be appropriate by a healthcare provider" |  | N/A | Rx | Supervised/Telehealth | 18 years or older (5-17 years with adult collection) | Not Listed | https://www.fda.gov/media/147368/download | https://www.fda.gov/media/147365/download | Fingerstick | COVID-19 Self-Collected Antibody Test System Collection Kit | Symbiotica, Inc., located at 1350 Burton Drive, Ste 210, Vacaville, CA 95687 | Specific CLIA Labs | Elisa/IgG | COVID-19 Self-Collected Antibody Test System | IgG "Sars-COV-2 structural proteins" | Yes | Yes
Synergy Diagnostic Laboratory, Inc., DBA SynergyDx | No | SynergyDx SARS-CoV-2 RNA Test DTC | Anterior Nasal (Nares) Swab | Ship to Lab | NAAT | Mailing Address/Internet Access | Symptomatic or Asymptomatic | "any individual, age 18 years or older, including individuals without symptoms or other reasons to suspect COVID-19" |  | N/A | OTC | Unsupervised | 18 years and older | Not Listed | https://www.fda.gov/media/147683/download | https://www.fda.gov/media/147680/download | Nasal Swab | SynergyDx Home Collection Kit for COVID-19 DTC | Laboratories designated by Synergy Diagnostic Laboratory, Inc. | Specific CLIA Labs | RT-PCR | SynergyDx SARS-CoV-2 RNA Test DTC | N,ORF1AB | Yes | Yes
Synergy Diagnostic Laboratory, Inc., DBA SynergyDx | No | PerkinElmer New Coronavirus Nucleic Acid Detection kit | Anterior Nasal (Nares) Swab | Ship to Lab | NAAT | Mailing Address/Internet Access | Determined by a healthcare provider to be appropriate | "any individuals, 18 years of age and older, including individuals without symptoms or other reasons to suspect COVID-19, when determined to be appropriate by a healthcare provider" |  | N/A | Rx | Unsupervised | 18 years and older | Not Listed | https://www.fda.gov/media/147688/download | https://www.fda.gov/media/147685/download | Nasal Swab | SynergyDx Home Collection Kit for COVID-19 | Laboratories designated by Synergy Diagnostic Laboratory, Inc. | Specific CLIA Labs | RT-PCR | SynergyDx SARS-CoV-2 RNA Test | N,ORF-1AB | Yes | Yes
Tempus Labs, Inc. | No | iC SARS-CoV-2 Test | Anterior Nasal (Nares) Swab | Ship to Lab | NAAT | Mailing Address/Internet or smartphone/data | Determined by a healthcare provider to be appropriate | "when determined to be appropriate by their healthcare provider." |  | N/A | Rx | Unsupervised | 18 years and older | Not Listed | https://www.fda.gov/media/142596/download | https://www.fda.gov/media/142593/download | Nasal Swab | Tempus Nasal Sample Collection Kit | Laboratories designated by Tempus Labs, Inc. and meet requirements to perform high complexity tests. | Specific CLIA Labs | RT-PCR | iC SARS-CoV-2 Test | N,S,ORF1ab | Yes | Yes
The Mount Sinai Hospital, Center for Clinical Laboratories | No | Mount Sinai SARS-CoV-2 Assay | Saliva | Ship to Lab | NAAT | Mailing address, internet acces | Determined by a healthcare provider to be appropriate | "any individuals ... including from individuals without symptoms or other reasons to suspect COVID-19, when determined to be appropriate by a healthcare provider" |  | N/A | Rx | Unsupervised | 18 years and older (self-collected), 14 years and older (self-collected under adult supervision), or 5 years and older (collected with adult assistance) | Not Listed | https://www.fda.gov/media/151764/download | https://www.fda.gov/media/151767/download | Saliva | Mount Sinai SARSCoV-2 Collection Kit | Mount Sinai COVID Laboratory, located at 281 First Avenue, 12th Floor Dazian Building, Room 1201, New York, NY 10003 | Specific CLIA Labs | RT-PCR | Mount Sinai SARS-CoV-2 Assay | N,ORF1ab | Yes | Yes
Thermo Fisher Scientific Inc. | No | TaqPathTM COVID-19 RNase P Kit 2.0—Multiplexed assays | Nasopharyngeal,Mid-turbinate, Anterior Nasal (Nares) Swab | Ship to Lab | NAAT (any in vitro diagnostic molecular test compatible with collection kit) | Mailing address | Symptomatic or Asymptomatic | "individuals suspected of COVID-19 by their healthcare provider" | Yes. "without symptoms or other epidemiological reasons to suspect COVID-19, when tested twice over 2 or 3 days with at least 24 hours (and no more than 36 hours) between tests" | N/A | Rx | Unsupervised | None Listed | Not Listed | https://www.fda.gov/media/150695/download | https://www.fda.gov/media/150692/download | Nasal Swab | COVID-19 Self-Swab Collection Kit with Saline | CLIA approved labs that meet requirements to perform high complexity tests | Specific CLIA Labs | RT-PCR | Applied Biosystems TaqPath COVID-19 RNase P Combo Kit 2.0 | N,ORF1ab,ORF1b,RNASEP | Yes | Yes
Thermo Fisher Scientific Inc. | No | TaqPath COVID-19 Combo Kit | Nasopharyngeal, Oropharyngeal, Anterior Nasal (Nares) Swab, and mid-turbinate swabs, nasopharyngeal aspirate, and bronchoalveolar lavage (BAL) specimens | Ship to Lab | NAAT | Mailing Address/Internet Access | Determined by a healthcare provider to be appropriate | Assay- "individuals suspected of COVID-19 by their healthcare provider" Collection Kit- "when determined to be appropriate by an HCP" |  | N/A | Rx | Unsupervised | Assay- None Listed Collection Kit- 18 years and older (self-collected), 16 years and older (self-collected under adult supervision), or 2 years and older (collected with adult assistance) | Not Listed | https://www.fda.gov/media/136112/download | https://www.fda.gov/media/136113/download | Nasal Swab | Everlywell COVID19 Test Home Collection Kit | CLIA approved labs that meet requirements to perform high complexity tests | Specific CLIA Labs | RT-PCR | TaqPath COVID-19 Combo Kit | ORF1ab, S, N | Yes | Yes
UCSD BCG EXCITE Lab |  | UCSD EXCITE COVID-19 Test | Anterior Nasal (Nares) Swab | Ship to Lab | NAAT | Mailing Address | Determined by a healthcare provider to be appropriate | "from individuals without symptoms or other reasons to suspect COVID-19, when determined to be appropriate by a healthcare provider" |  | N/A | Rx | Supervised/Unsupervised | Healthcare Provider collected- individuals of any age OR Home Collect (including in a community-based setting)- 15 years and older (2-14 years old with adult assistance) | Not listed | https://www.fda.gov/media/155011/download | https://www.fda.gov/media/155007/download | Nasal swab | UCSD EXCITE COVID-19 Sampling Kit | UCSD BCG EXCITE Lab located at 9500 Gilman Drive, San Diego, CA 92161 | Specific CLIA Labs | RT-PCR | UCSD EXCITE COVID-19 Test | ORF1ab, S, N | Yes | Yes
Viracor Eurofins Clinical Diagnostics | No | Viracor SARS-CoV-2 assay DTC | Anterior Nasal (Nares) Swab | Ship to Lab | NAAT | Mailing Address/Internet Access | Symptomatic or Asymptomatic | Assay- "when used consistent with its authorization" Collection Kit- "any individuals, including individuals without symptoms or other reasons to suspect COVID-19" |  | N/A | OTC (DTC) | Unsupervised | 18 years and older (self-collected), 13 years and older (self-collected under adult supervision), or 3 years and older (collected with adult assistance) | Not Listed | https://www.fda.gov/media/146325/download | https://www.fda.gov/media/146322/download | Nasal Swab | EmpowerDX COVID-19 Home Collection Kit DTC | Laboratories designated by Viracor Eurofins Clinical Diagnostics | Specific CLIA Labs | RT-PCR | Viracor SARS-CoV-2 assay DTC | N1,N2 | Yes | Yes
WREN Laboratories LLC | No | WREN Laboratories COVID-19 PCR Test | Saliva | Ship to Lab | NAAT | Mailing Address | Symptomatic or Asymptomatic | "any individuals ... including from individuals without symptoms or other reasons to suspect COVID-19, when determined to be appropriate by a healthcare provider" |  | N/A | Rx | Supervised/Unsupervised | 18 years and older (self-collected), 14 years and older (self-collected under adult supervision), or 5 years and older (collected with adult assistance) | Not Listed | https://www.fda.gov/media/140776/download | https://www.fda.gov/media/140773/download | Saliva | WREN Laboratories COVID-19 Saliva Test Collection Kit | laboratories designated by WREN Laboratories LLC | Specific CLIA Labs | RT-PCR | WREN Laboratories COVID-19 PCR Test | N1, N3, RNASE P | Yes | Yes
Yale School of Public Health, Department of Epidemiology of Microbial Diseases | No | Collection Kit | Saliva | Ship to Lab | NAAT | mailing address/internet access | Symptomatic or Asymptomatic | "individuals without symptoms or other reasons to suspect COVID19 to self-collect saliva specimens at home, unsupervised, when determined by a healthcare provider to be appropriate, and for use only with in vitro diagnostic (IVD) molecular tests for the detection of SARS-CoV-2 RNA that are indicated for use with the SalivaDirect At-Home Collection Kit" |  | N/A | Rx | Unsupervised | 18 years and older (self-collected), 14 years and older (self-collected under adult supervision using a straw or funnel), or 2 years and older (collected with adult assistance using a straw or funnel) | Not Listed | https://www.fda.gov/media/147607/download | https://www.fda.gov/media/147606/download | Saliva | N/A | Laboratories designated by Yale School of Public Health Department of Epidemiology of Microbial Diseases, that includes the Clinical Molecular Diagnostics Laboratory, Department of Pathology, Yale School of Medicine, located at 310 Cedar St., New Haven, CT 06510 | Specific CLIA Labs | RT-PCR | SalivaDirect At-Home Collection Kit | N/A | No | No
Yale School of Public Health, Department of Epidemiology of Microbial Diseases | No | SalivaDirect | Saliva | Ship to Lab | NAAT | Mailing Address/Internet Access | Symptomatic or Asymptomatic | "any individuals, including individuals without symptoms or other epidemiological reasons to suspect COVID-19" "pooled samples containing up to five individual saliva specimens (tested using specified workflows) that are collected from any individuals, including individuals without symptoms or other epidemiological reasons to suspect COVID-19" |  | N/A | Rx | Unsupervised | Assay: None SalivaDirect At-Home Collection Kit: 18 years and older (self-collected), 14 years and older (self-collected under adult supervision using a straw or funnel), or 2 years and older (collected with adult assistance using a straw or funnel) SalivaDirect Unsupervised Collection Kit: 18 years and older (self-collected), 14 years and older (self-collected under adult supervision using a straw or funnel), or 2 years and older (collected with adult assistance using a straw or funnel) | Not Listed | https://www.fda.gov/media/141192/download | https://www.fda.gov/media/141194/download | Saliva | (1) without preservatives in a sterile container in the presence of a trained observer (adult trained on how to collect saliva samples), (2) at home using the SalivaDirect At-Home Collection Kit, when used consistent with its authorization, or (3) at home using the SalivaDirect Unsupervised Collection Kit when determined to be appropriate by a healthcare provider | Laboratories designated by the Yale School of Public Health, Department of Epidemiology of Microbial Diseases, that includes the Clinical Molecular Diagnostics Laboratory, Department of Pathology, Yale School of Medicine, located at 310 Cedar St., New Haven, CT 06510 | Specific CLIA Labs | RT-PCR | SalivaDirect | N1, N2, RNASE P | No | Yes
Yale School of Public Health, Department of Epidemiology of Microbial Diseases | No | Collection Kit | Saliva | Ship to Lab | NAAT | mailing address/internet access | Symptomatic or Asymptomatic | "any individuals, including individuals without symptoms or other reasons to suspect COVID-19" OR "pooled samples containing up to five individual saliva specimens (using specified workflows) that are collected at home (which includes in a community-based setting) from any individuals, including individuals without symptoms or other reasons to suspect COVID-19" |  | N/A | OTC (DTC) | Unsupervised | 18 years and older (self-collected), 14 years and older (self-collected under adult supervision using a straw or funnel), or 2 years and older (collected with adult assistance using a straw or funnel) | Not Listed | https://www.fda.gov/media/151841/download | https://www.fda.gov/media/151840/download | Saliva | N/A | Laboratories designated by the Yale School of Public Health, Department of Epidemiology of Microbial Diseases, that includes the Clinical Molecular Diagnostics Laboratory, Department of Pathology, Yale School of Medicine, located at 310 Cedar St., New Haven, CT 06510 that are also certified under the Clinical Laboratory Improvement Amendments of 1988 (CLIA), 42 U.S.C. §263a and meet the requirements to perform high complexity tests | Specific CLIA Labs | RT-PCR | SalivaDirect DTC Saliva Collection Kit | N/A | Yes | Yes
Yale School of Public Health, Department of Epidemiology of Microbial Diseases | No | SalivaDirect for use with DTC Kits | Saliva | Ship to Lab | NAAT | Mailing Address/Internet Access | Symptomatic or Asymptomatic | "any individuals, including individuals without symptoms or other reasons to suspect COVID-19" OR "pooled samples containing up to five individual saliva specimens (using specified workflows) that are collected at home (which includes in a community-based setting) from any individuals, including individuals without symptoms or other reasons to suspect COVID-19" |  | N/A | OTC (DTC) | Unsupervised | Assay: None SalivaDirect DTC Saliva Collection Kit: 18 years and older (self-collected), 14 years and older (self-collected under adult supervision using a straw or funnel), or 2 years and older (collected with adult assistance using a straw or funnel) | Not Listed | https://www.fda.gov/media/151841/download | https://www.fda.gov/media/151845/download | Saliva | SalivaDirect DTC Saliva Collection Kit | Laboratories designated by the Yale School of Public Health, Department of Epidemiology of Microbial Diseases, that includes the Clinical Molecular Diagnostics Laboratory, Department of Pathology, Yale School of Medicine, located at 310 Cedar St., New Haven, CT 06510 that are also certified under the Clinical Laboratory Improvement Amendments of 1988 (CLIA), 42 U.S.C. §263a and meet the requirements to perform high complexity tests | Specific CLIA Labs | RT-PCR | SalivaDirect for use with DTC Kits | N1, RNASE P | Yes | Yes

## Home collect and Test (hidden)
At home collect/at home test
Updated 03/04/21
| Manufactuer | RADx-Tech/ATP? | Service | Specimen Type | Test Method | Requirements | Home Use | Indication | Full service (Mail to consumer/Ship to lab) | Prescription Required? | Supervision | Lower age of self collect ( if applicable) | TAT
1 | Ellume (Limited Availability) | Yes | Self collect and Self Test | Nasal swab | Antigen | Smartphone/Data; Over the counter | Yes Over the counter | Both symptomatic and Asymptomatic | Not applicable/Not applicable | OTC | unsupervised/app assisted | 16 or older. Parent collect 2-15
2 | Lucira |  | Lucira COVID-19 (All in one test) | Nasal swab | RT-LAMP; N-protein | mailing address | Yes with Rx. | Symptomatic | YES/YES | Rx | unsupervised | 14 and older
3 | Quidel Corperation. |  | QuickVue At-Home COVID-19 Test se;f collect/self test | anterior nare swab | lateral flow immunoassay | mailing address | Yes. Rx only. Home collect and home test | symptomatic-6 days | NA | RX | unsupervised | 14 years and older may self collect. 8-13 years of age may be collected by and adult who is not a HCP | 10-15 minutes
4 | Abbott Binax now |  | Binax now. Home test/visual read | nasal swab | lateralflow immunoassay | mailing address/internet access | Yes | symptomatic | Yes/No | Rx | supervised/ Telehealth | not listed | 20 minutes
5 | Cue health Inc. |  | Cue COVID 19 | nasal swab | RT-PCR isothermal | mailing address/Internet or mobile data access. | Yes OTC | both symptomatic and Asymptomatic | No/No | OTC | unsupervised | 18 or older or 2-17 if supervised by an adult | 20 minutes

## Home collect and ship (hidden)
At home collect/at home test
Updated 03/04/21
| Manufactuer | RADx-Tech/ATP? | Service | Specimen Type | Test Method | Requirements | Home Use | Indication | Full service (Mail to consumer/Ship to lab) | Prescription Required? | Supervision | Lower age of self collect ( if applicable) | TAT
1 | P23 ((e.g., Costco, myLabBox, etc)) |  | Collection kits | Saliva or Nasal swab in presence of HCP, self collect via telemedicine or without supervision | RT-PCR At specific lab or authorized lab | Internet or Smartphone/Data | Yes (Complete survey and Given Rx) | Symptomatic | Yes/Yes | Rx | supervised/ Telehealth/unsupervised | Not listed
2 | Vault Medical; Vitagene; Him & Hers(infinity Biologix) |  | Collection kits | Saliva (guided by online HCP) | RT-PCR Infinite Biologics | Video; Internet or Smartphone/Data; Mailing Address | Yes (Directly observed collection by Zoom for Vault or telehealth by vitagene and hims&hers) | Symptomatic | Yes/Yes | Rx | supervised/telehealth | not listed
3 | Phosphorus |  | Collection kits | Saliva using DNAGenotek kit | RT-PCR; At specific lab or authorized lab | Internet or smartphone/data; Mailing Address | Yes (complete survey and Rx) | Symptomatic | Yes/Yes | Rx | unsupervised | 18 years and older
4 | Rapid Reliable Testing (subsidiary of Ambulnz) Partners Northwell, ? |  | Collection kits | Saliva | RT-PCR | Internet or smartphone/data Drop off by Uber Direct or Mail, etc. | Yes |  | Yes/Yes |  | supervised
5 | Picture by Fulgent Genetics |  | Collection kits | Nasal swab | RT-PCR at Fulgent | Internet or smartphone/data; Mailing Address | Yes (complete survey and their physician Rx with PWN Health) | Symptomatic | Yes/Yes | Rx | unsupervised | not listed
6 | Kroger Health |  | Collection kits | Nasal swab | RT-PCR at Gravity Diagnostics | Internet or smartphone/data; Mailing Address | Yes (complete survey and Rx); Indication for testing determined by HCP; Testing in conjunction with CLIA lab | symptomatic or asymptomatic | Yes/Yes | OTC (all individuals receive kit regardless of survey answers /survey is for data collection only) | supervised/telehealth | 16 or older
7 | Ethos Labs |  | Collection kits | Nasal swab | RT-PCR and MALDI-TOF | Internet or smartphone/data; Mailing Address | Yes (complete survey and Rx); Indication for testing determined by HCP | symptomatic | Yes/Yes | Rx | unsupervised | not listed
8 | Quest Direct |  | Collection kits | Nasal swab | RT-PCR; At specific lab or authorized lab | Internet or smartphone/data; Mailing Address or Drive-through | Yes (Complete survey with PWNHealth) | symptomatic | Yes/Yes | Rx | unsupervised ( telephone assist) | not listed
9 | LabCorp Pixel |  | Collection kits | Nasal swab | RT-PCR LabCorp | Internet or smartphone/data; Mailing Address or Drive-through | Yes (Complete survey and LabCorp Physician Rx) | Both symptomatic and Asymptomatic | Yes/Yes | OTC (DTC) | unsupervised | 18 or older
10 | LetsGetChecked |  | Collection kits | Nasal swab | RT-PCR or TMA at authorized CLIA lab | Internet or smartphone/data; Mailing Address or Drive-through | Yes (Complete survey); Indication for testing determined by HCP | both symptomatic and Asymptomatic | Yes/Yes | Rx | unsupervised | 18 or older
| Everlywell |  | Collection Kit DTC | nasal swab | rRT-PCR | mailing address/interent access | yes ( quesitonaire) | both symptomatic and Asymptomatic | Yes/Yes | OTC (DTC) | unsupervised | 18 or older
11 | Everlywell |  | Collection kits | Nasal swab | RT-PCR at an authorized CLIA lab | Mailing Address | Yes (symptomatic only) Indication for testing determined by HCP | Symptomatic only | Yes/Yes (appears to have VERY delayed shipping and TAT) | Rx | unsupervised | not listed
12 | Empower Dx |  | Self collect and ship | Nasal swab | rRT-PCR | Results by email | Yes, Unsupervised self-collection | both symptomatic and Asymptomatic | Yes/yes | OTC ( DTC) | unsupervised | 18 or older
13 | Binx Health |  | Collection kits | Nasal swab | authorized lab | Internet or smartphone/data; mailing address | Yes (Complete survey and Rx) | both symptomatic and Asymptomatic | Yes/Yes | Rx | unsupervised | 18 or older
14 | Color Genomics |  | self collection kits | Nasal swab | RT-LAMP at authorized lab | Internet or smartphone/data; mailing address | Yes-Rx | Both symptomatic and Asymptomatic | Yes/Yes | Rx | supervised or unsupervised | not listed
15 | Thermo Fischer Scientific |  | TaqPath Covid-19 Combination kit *** | nasal swab (test can run any respiratory sample) | RT-PCR | Mailing address | Yes with Rx. | symptomatic |  |  | ?
16 | RCA laboratory Services |  | Genetwork COVID 19; Nasal swab test | Nasal swab | RT-PCR ( P gene) at authorized lab | Mailing address | Yes- Rx only | symptomatic | Yes/Yes | Rx | unsupervised | 18 or older
17 | QDx Pathology Services |  | QDX SARS-COV-2 assay | Nasal swab | RT-PCR( P, N1, N2) at authorized lab | mailing address | Yes-Rx only | symptomatic | Yes/Yes | Rx | unsupervised | 18 or older
18 | Clevland Clinic Robert J. Tomisch Pathology and Laboratory Medicine INST. |  | Clevland Clinic SARS-2-COV Assay | Nasal swab | RT PCR at CC Lab | mailing address; Internet (Patient has to pick up and drop off kit) | yes- Rx Only | symptomcatic | No/No | Rx | unsupervised with video instructions | 18 or older
19 | CRSP LLC at the Broad Instrument of MIT and Harvard |  | CRSP SARS-2-COV Diagnostic Assay | Real Time RT PCR; Dry Nasal Swab | RT-PCR at authorized lab | Mailing address; Internet | yes | symptomatic | No/No | Rx | unsupervised | 18 or older
20 | Genetrack Biolabs Inc. |  | Genetrack SARS-2-COV | Molecular Assay | RT PCR (at authorized labs) | mailing address; Internet Access | yes | symptomatic | Yes/Yes | Rx | unsupervised | 18 or older
21 | Assurance Scientific Laboratories |  | Assurance SARS-2-COV Panel | Nasal swab | RT PCR (at authorized labs) | mailing address; Internet Access | yes | both symptomatic and Asymptomatic | Yes/Yes | OTC(DTC) | unsupervised | 18 or older
22 | Gravity Diagnostics LLC |  | Gravity Diagnostics COVID-19 Assay | Nasal or oral swab | RT-PCR S, N, or F1 gene at authorized lab | mailing address; Internet Access | yes | both symptomatic and Asymptomatic | No/Yes | OTC | unsupervised/telehealth | 16 or older
23 | Compass Laboratory Services LLC |  | Compass Laboratory services SARS COV-2 Assay | Nasal Swab | RT-PCR or F1 gene (at authorized lab) | mailing address; Internet Access | yes | symptomatic | No/yes | Rx | unsupervised | not listed
24 | Quest |  | Quest PF SARS-COV2 assay | Nasal swab | RT-PCR at Quest lab | mailing address; Internet Access | yes | symptomatic | Yes/Yes | Rx | Unsupervised/demostration video | 18 or older
25 | Exact Science Labs |  | SARS-COV2(N gene detection) | nasal swab | RT-PCR at Exact laboratories | mailing address | yes | symptomatic | Yes/Yes | Rx | unsupervised | not listed
26 | Stanford Healthcare Clinical Virology Lab |  | SARS-COV2 Assay | nasal swab | RT-PCR at Stanford lab | mailing address; Internet Access | yes | symptomatic | Yes/Yes | Rx | unsupervised | 18 or older
27 | Viracore Eurofins Clinical Diagnostics |  | Viracore SARS-COV-2 Assay | Nasal swab | RT-PCR (Viracor Lab) | mailing address; Internet Access | yes | both symptomatic and Asymptomatic | YES/YEs | OTC ( DTC) | unsupervised | 18 or older
28 | Quest |  | Quest Diagnostics RC SARS-COV2 Assay | Nasal swab | RT PCR at authorized lab | mailing address; Internet Access | yes | symptomatic | YES/YEs | Rx | unsupervised | not listed
29 | Ambry's Genetics Laboratory |  | Ambry COVID-19 | Saliva | RT PCR | mailing address; Internet Access | yes | Symptomatic | YES/YEs | Rx | unsupervised | not listed
30 | infinity BiologiX |  | Taqpath SARS-COV2 | saliva | RT-PCR (TaqPath SARS-COV2 Assay | mailing address; Internet Access | yes | symptomatic | YES/YEs | Rx | unsupervised | not listed
31 | Wrenn Laboratories LLC |  | Wrenn Laboratories COVID-19 PCR Test | Saliva | RT-PCR | mailing address | yes | Symptomatic | YES/YES | Rx | unsupervised/supervised | not listed
32 | Clinical reference Laboratory |  | CRL Rapid Response | saliva | RT-PCR | mailing address; Internet Access | yes | Symptomatic | YES/YES | Rx | unsupervised | not listed
33 | HelixOpCo LLC | Yes | Helix COVID-19 Test | Nasal swab | RT-PCR | mailing address; Internet Access | yes | symptomatic | Yes/Yes | Rx | unsupervised | not listed
34 | Kaiser |  | KPMAS | nasal swab | RT-PCR | mailing address; Internet Access | yes | symptomatic | YES/YES | Rx | supervised/ Telehealth | not listed
35 | Gravity Diagnostics LLC |  | Gravity Diagnostics SARS-COV2 Assay | Saliva | RT-PCR | mailing address; Internet Access | yes | both symptomatic and Asymptomatic | No/Yes | OTC ( DTC) | unsupervised/supervised | 18 years or older. 16 and older if video observed
36 | DexTerity Diagnostics |  | DexTerity SARS-COV2 RT PCR CE Test | Saliva | RT-PCR/capillary electrophoresis | mailing address; Internet Access | yes | both symptomatic and Asymptomatic | Yes/Yes | Rx | unsupervised | 18 and older
37 | PrivaPAth Diagnostics |  | Letsgetchecked COVID-19 test | Nasal | Chemilumiscent; TMA | mailing address; Internet Access | yes | both symptomatic and Asymptomatic | YES/YES | Rx | unsupervised | 18 and older
38 | Quest Diagnostics |  | Quest Diagnostics SARS-COV2Assay | Nasal swab | Chemilumiscent; TMA | mailing address; Internet Access | yes | Suspected of COVID-19 | YES/YES | Rx | unsupervised | not listed
39 | ResearchDxInc. |  | PacificDx COVID-19 | Nasal swab | Chemilumiscent; TMA | mailing address; Internet Access | yes | Suspected of COVID-19 | YES/YES | Rx | unsupervised | 18 or older

## Pivot Table (hidden)
(All)
(All)
(All)
(All)
(All)
(All)
(blank)
(All)